## TOTAL ICE
No. | Contract Line Item Number | Survey Phase | Station/Mezzanine Name | Station ID | Mezz. ID | Product Category | Unit Price | Quantity | Product Total | Notes
1 | 03500 | 1 | METRO CENTER (NORTH MEZZANINE) | C01 | 035 | 1-1/2" Conduit | 0 | 0 | 0 | Per ft, GRS with accessories
| 03501 |  |  |  |  | CAT6 Cable | 0 | 60 | 0 | Per ft
| 03502 |  |  |  |  | MMFO Cable | 0 | 0 | 0 | Per ft + connectors
| 03503 |  |  |  |  | Cable #10 | 0 | 0 | 0 | Per ft #10
| 03504 |  |  |  |  | Cable #8 | 0 | 0 | 0 | Per ft #8
| 03505 |  |  |  |  | Distribut. Box | 0 | 0 | 0 | Under Kiosk floor (JB, LFMC, connectors)
| 03506 |  |  |  |  | Electr. Box | 0 | 0 | 0 | Other/genral wiring/pulling application
| 03507 |  |  |  |  | U/F Duct (new) | 0 | 0 | 0 | #4 duct / ft
| 03508 |  |  |  |  | U/F Duct (new) | 0 | 0 | 0 | #2 duct / ft
| 03509 |  |  |  |  | Duct Coupler | 0 | 0 | 0 | Straight section coupler
| 03510 |  |  |  |  | Duct HH/JB (new) | 0 | 0 | 0 | Per Piece /w cover
| 03511 |  |  |  |  | Duct Run Bend | 0 | 0 | 0 | Horizontal bend, sealant and/or other needed items
| 03512 |  |  |  |  | Duct Vertical Elbow | 0 | 0 | 0 | Vertical 90, sealant and/or other needed items
| 03513 |  |  |  |  | Duct Adapter | 0 | 0 | 0 | Conduit 2" "T" per faregate + 1" reducer (PWR duct also)
| 03514 |  |  |  |  | Quad-Outlet | 0 | 0 | 0 | 120V power + connectors
| 03515 |  |  |  |  | CAT6 module | 0 | 1 | 0 | CAT6 single-jack module, Ortronics part #OR-S21600
| 03516 |  |  |  |  | Outlet box | 0 | 1 | 0 | Surface-mount outlet box, Ortronics part #OR-404S21U
| 03517 |  |  |  |  | Concrete | 0 |  | 0 | Per cubic yard (Metro Brown)
| 03518 |  |  |  |  | Mobilization | 0 | 1 | 0 | Per mezzanine location + scaffold
| 03519 |  |  |  |  | Supplies | 0 | 0.5 | 0 | Saw blades, pull string, etc
[6 empty] | Station Subtotal |  |  | 0
2 | 05200 | 1 | METRO CENTER (SOUTH MEZZANINE) | C01 | 052 | 1-1/2" Conduit | 0 | 0 | 0 | Per ft, GRS with accessories
| 05201 |  |  |  |  | CAT6 Cable | 0 | 400 | 0 | Per ft
| 05202 |  |  |  |  | MMFO Cable | 0 | 0 | 0 | Per ft + connectors
| 05203 |  |  |  |  | Cable #10 | 0 | 0 | 0 | Per ft #10
| 05204 |  |  |  |  | Cable #8 | 0 | 0 | 0 | Per ft #8
| 05205 |  |  |  |  | Distribut. Box | 0 | 0 | 0 | Under Kiosk floor (JB, LFMC, connectors)
| 05206 |  |  |  |  | Electr. Box | 0 | 0 | 0 | Other/genral wiring/pulling application
| 05207 |  |  |  |  | U/F Duct (new) | 0 | 0 | 0 | #4 duct / ft
| 05208 |  |  |  |  | U/F Duct (new) | 0 | 0 | 0 | #2 duct / ft
| 05209 |  |  |  |  | Duct Coupler | 0 | 0 | 0 | Straight section coupler
| 05210 |  |  |  |  | Duct HH/JB (new) | 0 | 0 | 0 | Per Piece /w cover
| 05211 |  |  |  |  | Duct Run Bend | 0 | 0 | 0 | Horizontal bend, sealant and/or other needed items
| 05212 |  |  |  |  | Duct Vertical Elbow | 0 | 0 | 0 | Vertical 90, sealant and/or other needed items
| 05213 |  |  |  |  | Duct Adapter | 0 | 0 | 0 | Conduit 2" "T" per faregate + 1" reducer (PWR duct also)
| 05214 |  |  |  |  | Quad-Outlet | 0 | 0 | 0 | 120V power + connectors
| 05215 |  |  |  |  | CAT6 module | 0 | 4 | 0 | CAT6 single-jack module, Ortronics part #OR-S21600
| 05216 |  |  |  |  | Outlet box | 0 | 4 | 0 | Surface-mount outlet box, Ortronics part #OR-404S21U
| 05217 |  |  |  |  | Concrete | 0 | 0 | 0 | Per cubic yard (Metro Brown)
| 05218 |  |  |  |  | Mobilization | 0 | 0.5 | 0 | Per mezzanine location + scaffold
| 05219 |  |  |  |  | Supplies | 0 | 1 | 0 | Saw blades, pull string, etc
[6 empty] | Station Subtotal |  |  | 0
3 | 03600 | 1 | MCPHERSON SQUARE (EAST MEZZANINE) | C02 | 036 | 1-1/2" Conduit | 0 | 0 | 0 | Per ft, GRS with accessories
| 03601 |  |  |  |  | CAT6 Cable | 0 | 380 | 0 | Per ft
| 03602 |  |  |  |  | MMFO Cable | 0 | 0 | 0 | Per ft + connectors
| 03603 |  |  |  |  | Cable #10 | 0 | 1200 | 0 | Per ft #10
| 03604 |  |  |  |  | Cable #8 | 0 | 0 | 0 | Per ft #8
| 03605 |  |  |  |  | Distribut. Box | 0 | 1 | 0 | Under Kiosk floor (JB, LFMC, connectors)
| 03606 |  |  |  |  | Electr. Box | 0 | 0 | 0 | Other/genral wiring application
| 03607 |  |  |  |  | U/F Duct (new) | 0 | 0 | 0 | #4 duct / ft
| 03608 |  |  |  |  | U/F Duct (new) | 0 | 0 | 0 | #2 duct / ft
| 03609 |  |  |  |  | Duct Coupler | 0 | 0 | 0 | Straight section coupler
| 03610 |  |  |  |  | Duct HH/JB (new) | 0 | 0 | 0 | Per Piece /w cover
| 03611 |  |  |  |  | Duct Run Bend | 0 | 0 | 0 | Horizontal bend, sealant and/or other needed items
| 03612 |  |  |  |  | Duct Vertical Elbow | 0 | 0 | 0 | Vertical 90, sealant and/or other needed items
| 03613 |  |  |  |  | Duct Adapter | 0 | 0 | 0 | Conduit 2" "T" per faregate + 1" reducer (PWR duct also)
| 03614 |  |  |  |  | Quad-Outlet | 0 | 2 | 0 | 120V power + connectors
| 03615 |  |  |  |  | CAT6 module | 0 | 17 | 0 | CAT6 single-jack module, Ortronics part #OR-S21600
| 03616 |  |  |  |  | Outlet box | 0 | 17 | 0 | Surface-mount outlet box, Ortronics part #OR-404S21U
| 03617 |  |  |  |  | Concrete | 0 | 0 | 0 | Per cubic yard (Metro Brown)
| 03618 |  |  |  |  | Mobilization | 0 | 1 | 0 | Per mezzanine location
| 03619 |  |  |  |  | Supplies | 0 | 0.5 | 0 | Saw blades, pull string, etc
[6 empty] | Station Subtotal |  |  | 0
4 | 03700 | 1 | MCPHERSON SQUARE (WEST MEZZANINE) | C02 | 037 | 1-1/2" Conduit | 0 | 5 | 0 | Per ft, GRS with accessories
| 03701 |  |  |  |  | CAT6 Cable | 0 | 400 | 0 | Per ft
| 03702 |  |  |  |  | MMFO Cable | 0 | 0 | 0 | Per ft + connectors
| 03703 |  |  |  |  | Cable #10 | 0 | 900 | 0 | Per ft #10
| 03704 |  |  |  |  | Cable #8 | 0 | 0 | 0 | Per ft #8
| 03705 |  |  |  |  | Distribut. Box | 0 | 1 | 0 | Under Kiosk floor (JB, LFMC, connectors)
| 03706 |  |  |  |  | Electr. Box | 0 | 0 | 0 | Other/genral wiring application
| 03707 |  |  |  |  | U/F Duct (new) | 0 | 0 | 0 | #4 duct / ft
| 03708 |  |  |  |  | U/F Duct (new) | 0 | 0 | 0 | #2 duct / ft
| 03709 |  |  |  |  | Duct Coupler | 0 | 0 | 0 | Straight section coupler
| 03710 |  |  |  |  | Duct HH/JB (new) | 0 | 0 | 0 | Per Piece /w cover
| 03711 |  |  |  |  | Duct Run Bend | 0 | 0 | 0 | Horizontal bend, sealant and/or other needed items
| 03712 |  |  |  |  | Duct Vertical Elbow | 0 | 0 | 0 | Vertical 90, sealant and/or other needed items
| 03713 |  |  |  |  | Duct Adapter | 0 | 0 | 0 | Conduit 2" "T" per faregate + 1" reducer (PWR duct also)
| 03714 |  |  |  |  | Quad-Outlet | 0 | 2 | 0 | 120V power + connectors
| 03715 |  |  |  |  | CAT6 module | 0 | 19 | 0 | CAT6 single-jack module, Ortronics part #OR-S21600
| 03716 |  |  |  |  | Outlet box | 0 | 19 | 0 | Surface-mount outlet box, Ortronics part #OR-404S21U
| 03717 |  |  |  |  | Concrete | 0 | 0 | 0 | Per cubic yard (Metro Brown)
| 03718 |  |  |  |  | Mobilization | 0 | 1 | 0 | Per mezzanine location
| 03719 |  |  |  |  | Supplies | 0 | 0.5 | 0 | Saw blades, pull string, etc
[6 empty] | Station Subtotal |  |  | 0
5 | 03800 | 1 | FARRAGUT WEST (EAST MEZZANINE) | C03 | 038 | 1-1/2" Conduit | 0 | 65 | 0 | Per ft, GRS with accessories
| 03801 |  |  |  |  | CAT6 Cable | 0 | 490 | 0 | Per ft
| 03802 |  |  |  |  | MMFO Cable | 0 | 0 | 0 | Per ft + connectors
| 03803 |  |  |  |  | Cable #10 | 0 | 0 | 0 | Per ft #10
| 03804 |  |  |  |  | Cable #8 | 0 | 1500 | 0 | Per ft #8
| 03805 |  |  |  |  | Distribut. Box | 0 | 1 | 0 | Under Kiosk floor (JB, LFMC, connectors)
| 03806 |  |  |  |  | Electr. Box | 0 | 1 | 0 | Other/genral wiring/pulling application
| 03807 |  |  |  |  | U/F Duct (new) | 0 | 70 | 0 | #4 duct / ft
| 03808 |  |  |  |  | U/F Duct (new) | 0 | 0 | 0 | #2 duct / ft
| 03809 |  |  |  |  | Duct Coupler | 0 | 6 | 0 | Straight section coupler
| 03810 |  |  |  |  | Duct HH/JB (new) | 0 | 2 | 0 | Per Piece /w cover
| 03811 |  |  |  |  | Duct Run Bend | 0 | 1 | 0 | Horizontal bend, sealant and/or other needed items
| 03812 |  |  |  |  | Duct Vertical Elbow | 0 | 1 | 0 | Vertical 90, sealant and/or other needed items
| 03813 |  |  |  |  | Duct Adapter | 0 | 1 | 0 | Conduit 2" "T" per faregate + 1" reducer (PWR duct also)
| 03814 |  |  |  |  | Quad-Outlet | 0 | 2 | 0 | 120V power + connectors
| 03815 |  |  |  |  | CAT6 module | 0 | 19 | 0 | CAT6 single-jack module, Ortronics part #OR-S21600
| 03816 |  |  |  |  | Outlet box | 0 | 19 | 0 | Surface-mount outlet box, Ortronics part #OR-404S21U
| 03817 |  |  |  |  | Concrete | 0 | 0.86333 | 0 | Per cubic yard (Metro Brown)
| 03818 |  |  |  |  | Mobilization | 0 | 1 | 0 | Per mezzanine location
| 03819 |  |  |  |  | Supplies | 0 | 2 | 0 | Saw blades, pull string, etc
[6 empty] | Station Subtotal |  |  | 0
6 | 04000 | 1 | FOGGY BOTTOM-GWU | C04 | 040 | 1-1/2" Conduit | 0 | 160 | 0 | Per ft, GRS with accessories
| 04001 |  |  |  |  | CAT6 Cable | 0 | 900 | 0 | Per ft
| 04002 |  |  |  |  | MMFO Cable | 0 | 0 | 0 | Per ft + connectors
| 04003 |  |  |  |  | Cable #10 | 0 | 0 | 0 | Per ft #10
| 04004 |  |  |  |  | Cable #8 | 0 | 1600 | 0 | Per ft #8
| 04005 |  |  |  |  | Distribut. Box | 0 | 1 | 0 | Under Kiosk floor (JB, LFMC, connectors)
| 04006 |  |  |  |  | Electr. Box | 0 | 1 | 0 | Other/genral wiring/pulling application
| 04007 |  |  |  |  | U/F Duct (new) | 0 | 0 | 0 | #4 duct / ft
| 04008 |  |  |  |  | U/F Duct (new) | 0 | 0 | 0 | #2 duct / ft
| 04009 |  |  |  |  | Duct Coupler | 0 | 0 | 0 | Straight section coupler
| 04010 |  |  |  |  | Duct HH/JB (new) | 0 | 0 | 0 | Per Piece /w cover
| 04011 |  |  |  |  | Duct Run Bend | 0 | 0 | 0 | Horizontal bend, sealant and/or other needed items
| 04012 |  |  |  |  | Duct Vertical Elbow | 0 | 0 | 0 | Vertical 90, sealant and/or other needed items
| 04013 |  |  |  |  | Duct Adapter | 0 | 0 | 0 | Conduit 2" "T" per faregate + 1" reducer (PWR duct also)
| 04014 |  |  |  |  | Quad-Outlet | 0 | 2 | 0 | 120V power + connectors
| 04015 |  |  |  |  | CAT6 module | 0 | 32 | 0 | CAT6 single-jack module, Ortronics part #OR-S21600
| 04016 |  |  |  |  | Outlet box | 0 | 32 | 0 | Surface-mount outlet box, Ortronics part #OR-404S21U
| 04017 |  |  |  |  | Concrete | 0 | 0 | 0 | Per cubic yard (Metro Brown)
| 04018 |  |  |  |  | Mobilization | 0 | 1 | 0 | Per mezzanine location + scaffold
| 04019 |  |  |  |  | Supplies | 0 | 10 | 0 | Saw blades, pull string, etc
[6 empty] | Station Subtotal |  |  | 0
7 | 04100 | 1 | ROSSLYN | C05 | 041 | 1-1/2" Conduit | 0 | 0 | 0 | Per ft, GRS with accessories
| 04101 |  |  |  |  | CAT6 Cable | 0 | 600 | 0 | Per ft
| 04102 |  |  |  |  | MMFO Cable | 0 | 0 | 0 | Per ft + connectors
| 04103 |  |  |  |  | Cable #10 | 0 | 920 | 0 | Per ft #10
| 04104 |  |  |  |  | Cable #8 | 0 | 0 | 0 | Per ft #8
| 04105 |  |  |  |  | Distribut. Box | 0 | 1 | 0 | Under Kiosk floor (JB, LFMC, connectors)
| 04106 |  |  |  |  | Electr. Box | 0 | 0 | 0 | Other/genral wiring/pulling application
| 04107 |  |  |  |  | U/F Duct (new) | 0 | 0 | 0 | #4 duct / ft
| 04108 |  |  |  |  | U/F Duct (new) | 0 | 0 | 0 | #2 duct / ft
| 04109 |  |  |  |  | Duct Coupler | 0 | 0 | 0 | Straight section coupler
| 04110 |  |  |  |  | Duct HH/JB (new) | 0 | 0 | 0 | Per Piece /w cover
| 04111 |  |  |  |  | Duct Run Bend | 0 | 0 | 0 | Horizontal bend, sealant and/or other needed items
| 04112 |  |  |  |  | Duct Vertical Elbow | 0 | 0 | 0 | Vertical 90, sealant and/or other needed items
| 04113 |  |  |  |  | Duct Adapter | 0 | 0 | 0 | Conduit 2" "T" per faregate + 1" reducer (PWR duct also)
| 04114 |  |  |  |  | Quad-Outlet | 0 | 2 | 0 | 120V power + connectors
| 04115 |  |  |  |  | CAT6 module | 0 | 25 | 0 | CAT6 single-jack module, Ortronics part #OR-S21600
| 04116 |  |  |  |  | Outlet box | 0 | 25 | 0 | Surface-mount outlet box, Ortronics part #OR-404S21U
| 04117 |  |  |  |  | Concrete | 0 | 0 | 0 | Per cubic yard (Metro Brown)
| 04118 |  |  |  |  | Mobilization | 0 | 1 | 0 | Per mezzanine location + scaffold
| 04119 |  |  |  |  | Supplies | 0 | 1 | 0 | Saw blades, pull string, etc
[6 empty] | Station Subtotal |  |  | 0
8 | 11300 | 1 | ROSSLYN (SIDE/NEW ENTRANCE) | C05 | 113 | 1-1/2" Conduit | 0 | 0 | 0 | Per ft, GRS with accessories
| 11301 |  |  |  |  | CAT6 Cable | 0 | 240 | 0 | Per ft
| 11302 |  |  |  |  | MMFO Cable | 0 | 0 | 0 | Per ft + connectors
| 11303 |  |  |  |  | Cable #10 | 0 | 610 | 0 | Per ft #10; extra FG ckt
| 11304 |  |  |  |  | Cable #8 | 0 | 0 | 0 | Per ft #8
| 11305 |  |  |  |  | Distribut. Box | 0 | 1 | 0 | Under Kiosk floor (JB, LFMC, connectors)
| 11306 |  |  |  |  | Electr. Box | 0 | 1 | 0 | Other/genral wiring/pulling application
| 11307 |  |  |  |  | U/F Duct (new) | 0 | 0 | 0 | #4 duct / ft
| 11308 |  |  |  |  | U/F Duct (new) | 0 | 0 | 0 | #2 duct / ft
| 11309 |  |  |  |  | Duct Coupler | 0 | 0 | 0 | Straight section coupler
| 11310 |  |  |  |  | Duct HH/JB (new) | 0 | 0 | 0 | Per Piece /w cover
| 11311 |  |  |  |  | Duct Run Bend | 0 | 0 | 0 | Horizontal bend, sealant and/or other needed items
| 11312 |  |  |  |  | Duct Vertical Elbow | 0 | 0 | 0 | Vertical 90, sealant and/or other needed items
| 11313 |  |  |  |  | Duct Adapter | 0 | 0 | 0 | Conduit 2" "T" per faregate + 1" reducer (PWR duct also)
| 11314 |  |  |  |  | Quad-Outlet | 0 | 0 | 0 | 120V power + connectors
| 11315 |  |  |  |  | CAT6 module | 0 | 9 | 0 | CAT6 single-jack module, Ortronics part #OR-S21600
| 11316 |  |  |  |  | Outlet box | 0 | 9 | 0 | Surface-mount outlet box, Ortronics part #OR-404S21U
| 11317 |  |  |  |  | Concrete | 0 | 0 | 0 | Per cubic yard (Metro Brown)
| 11318 |  |  |  |  | Mobilization | 0 | 1 | 0 | Per mezzanine location
| 11319 |  |  |  |  | Supplies | 0 | 1 | 0 | Saw blades, pull string, etc
[6 empty] | Station Subtotal |  |  | 0
9 | 04200 | 1 | ARLINGTON CEMETERY | C06 | 042 | 1-1/2" Conduit | 0 | 0 | 0 | Per ft, GRS with accessories
| 04201 |  |  |  |  | CAT6 Cable | 0 | 350 | 0 | Per ft
| 04202 |  |  |  |  | MMFO Cable | 0 | 0 | 0 | Per ft + connectors
| 04203 |  |  |  |  | Cable #10 | 0 | 780 | 0 | Per ft #10
| 04204 |  |  |  |  | Cable #8 | 0 | 0 | 0 | Per ft #8
| 04205 |  |  |  |  | Distribut. Box | 0 | 1 | 0 | Under Kiosk floor (JB, LFMC, connectors)
| 04206 |  |  |  |  | Electr. Box | 0 | 0 | 0 | Other/genral wiring/pulling application
| 04207 |  |  |  |  | U/F Duct (new) | 0 | 0 | 0 | #4 duct / ft
| 04208 |  |  |  |  | U/F Duct (new) | 0 | 0 | 0 | #2 duct / ft
| 04209 |  |  |  |  | Duct Coupler | 0 | 0 | 0 | Straight section coupler
| 04210 |  |  |  |  | Duct HH/JB (new) | 0 | 0 | 0 | Per Piece /w cover
| 04211 |  |  |  |  | Duct Run Bend | 0 | 0 | 0 | Horizontal bend, sealant and/or other needed items
| 04212 |  |  |  |  | Duct Vertical Elbow | 0 | 0 | 0 | Vertical 90, sealant and/or other needed items
| 04213 |  |  |  |  | Duct Adapter | 0 | 0 | 0 | Conduit 2" "T" per faregate + 1" reducer (PWR duct also)
| 04214 |  |  |  |  | Quad-Outlet | 0 | 2 | 0 | 120V power + connectors
| 04215 |  |  |  |  | CAT6 module | 0 | 14 | 0 | CAT6 single-jack module, Ortronics part #OR-S21600
| 04216 |  |  |  |  | Outlet box | 0 | 14 | 0 | Surface-mount outlet box, Ortronics part #OR-404S21U
| 04217 |  |  |  |  | Concrete | 0 | 0 | 0 | Per cubic yard (Metro Brown)
| 04218 |  |  |  |  | Mobilization | 0 | 1 | 0 | Per mezzanine location + scaffold
| 04219 |  |  |  |  | Supplies | 0 | 0.5 | 0 | Saw blades, pull string, etc
[6 empty] | Station Subtotal |  |  | 0
10 | 042M00 | 1 | ARLINGTON CEMETERY (PLATFORM) | C06 | 042M | CAT6 Cable | 0 | 500 | 0 | Per ft
| 042M01 |  |  |  |  | MMFO Cable | 0 | 500 | 0 | Per ft + connectors
| 042M02 |  |  |  |  | Fiber Field Housing | 0 | 1 | 0 | Fib-or-cop fiber housing with adapter and module
| 042M03 |  |  |  |  | Misc supplies | 0 | 1 | 0 | Connectors, fiber cleaning materials , jumpers etc
| 042M04 |  |  |  |  | Pull string | 0 | 1100 | 0 | Pull String 500lb rated
| 042M05 |  |  |  |  | Switch and SFP | 0 | 1 | 0 | Switch and SFP module
| 042M06 |  |  |  |  | CAT6 module | 0 | 6 | 0 | CAT6 single-jack module, Ortronics part #OR-S21600
| 042M07 |  |  |  |  | Outlet box | 0 | 6 | 0 | Surface-mount outlet box, Ortronics part #OR-404S21U
| 042M08 |  |  |  |  | Concrete | 0 |  | 0 | Per cubic yard (Metro Brown)
| 042M09 |  |  |  |  | Mobilization | 0 | 1 | 0 | Per mezzanine location
| 042M10 |  |  |  |  | Supplies | 0 | 2 | 0 | Misc equipment, lubricants
[6 empty] | Station Subtotal |  |  | 0
11 | 05300 | 1 | FEDERAL TRIANGLE | D01 | 053 | 1-1/2" Conduit | 0 | 130 | 0 | Per ft, GRS with accessories
| 05301 |  |  |  |  | CAT6 Cable | 0 | 760 | 0 | Per ft
| 05302 |  |  |  |  | MMFO Cable | 0 | 0 | 0 | Per ft + connectors
| 05303 |  |  |  |  | Cable #10 | 0 | 0 | 0 | Per ft #10
| 05304 |  |  |  |  | Cable #8 | 0 | 1500 | 0 | Per ft #8
| 05305 |  |  |  |  | Distribut. Box | 0 | 1 | 0 | Under Kiosk floor (JB, LFMC, connectors)
| 05306 |  |  |  |  | Electr. Box | 0 | 0 | 0 | Other/genral wiring/pulling application
| 05307 |  |  |  |  | U/F Duct (new) | 0 | 70 | 0 | #4 duct / ft
| 05308 |  |  |  |  | U/F Duct (new) | 0 | 50 | 0 | #2 duct / ft
| 05309 |  |  |  |  | Duct Coupler | 0 | 7 | 0 | Straight section coupler
| 05310 |  |  |  |  | Duct HH/JB (new) | 0 | 16 | 0 | Per Piece /w cover
| 05311 |  |  |  |  | Duct Run Bend | 0 | 2 | 0 | Horizontal bend, sealant and/or other needed items
| 05312 |  |  |  |  | Duct Vertical Elbow | 0 | 0 | 0 | Vertical 90, sealant and/or other needed items
| 05313 |  |  |  |  | Duct Adapter | 0 | 14 | 0 | Conduit 2" "T" per faregate + 1" reducer (PWR duct also)
| 05314 |  |  |  |  | Quad-Outlet | 0 | 2 | 0 | 120V power + connectors
| 05315 |  |  |  |  | CAT6 module | 0 | 23 | 0 | CAT6 single-jack module, Ortronics part #OR-S21600
| 05316 |  |  |  |  | Outlet box | 0 | 23 | 0 | Surface-mount outlet box, Ortronics part #OR-404S21U
| 05317 |  |  |  |  | Concrete | 0 | 1.4667 | 0 | Per cubic yard (Metro Brown)
| 05318 |  |  |  |  | Mobilization | 0 | 1 | 0 | Per mezzanine location + scaffold
| 05319 |  |  |  |  | Supplies | 0 | 5 | 0 | Saw blades, pull string, etc
[6 empty] | Station Subtotal |  |  | 0
12 | 05400 | 1 | SMITHSONIAN (NORTH MEZZANINE) | D02 | 054 | 1-1/2" Conduit | 0 | 0 | 0 | Per ft, GRS with accessories
| 05401 |  |  |  |  | CAT6 Cable | 0 | 600 | 0 | Per ft
| 05402 |  |  |  |  | MMFO Cable | 0 | 0 | 0 | Per ft + connectors
| 05403 |  |  |  |  | Cable #10 | 0 | 0 | 0 | Per ft #10
| 05404 |  |  |  |  | Cable #8 | 0 | 1200 | 0 | Per ft #8
| 05405 |  |  |  |  | Distribut. Box | 0 | 1 | 0 | Under Kiosk floor (JB, LFMC, connectors)
| 05406 |  |  |  |  | Electr. Box | 0 | 1 | 0 | Other/genral wiring/pulling application
| 05407 |  |  |  |  | U/F Duct (new) | 0 | 0 | 0 | #4 duct / ft
| 05408 |  |  |  |  | U/F Duct (new) | 0 | 0 | 0 | #2 duct / ft
| 05409 |  |  |  |  | Duct Coupler | 0 | 0 | 0 | Straight section coupler
| 05410 |  |  |  |  | Duct HH/JB (new) | 0 | 0 | 0 | Per Piece /w cover
| 05411 |  |  |  |  | Duct Run Bend | 0 | 0 | 0 | Horizontal bend, sealant and/or other needed items
| 05412 |  |  |  |  | Duct Vertical Elbow | 0 | 0 | 0 | Vertical 90, sealant and/or other needed items
| 05413 |  |  |  |  | Duct Adapter | 0 | 0 | 0 | Conduit 2" "T" per faregate + 1" reducer (PWR duct also)
| 05414 |  |  |  |  | Quad-Outlet | 0 | 2 | 0 | 120V power + connectors
| 05415 |  |  |  |  | CAT6 module | 0 | 23 | 0 | CAT6 single-jack module, Ortronics part #OR-S21600
| 05416 |  |  |  |  | Outlet box | 0 | 23 | 0 | Surface-mount outlet box, Ortronics part #OR-404S21U
| 05417 |  |  |  |  | Concrete | 0 | 0 | 0 | Per cubic yard (Metro Brown)
| 05418 |  |  |  |  | Mobilization | 0 | 1 | 0 | Per mezzanine location
| 05419 |  |  |  |  | Supplies | 0 | 1 | 0 | Saw blades, pull string, etc
[6 empty] | Station Subtotal |  |  | 0
13 | 05500 | 1 | SMITHSONIAN (SOUTH MEZZANINE) | D02 | 055 | 1-1/2" Conduit | 0 | 0 | 0 | Per ft, GRS with accessories
| 05501 |  |  |  |  | CAT6 Cable | 0 | 380 | 0 | Per ft
| 05502 |  |  |  |  | MMFO Cable | 0 | 0 | 0 | Per ft + connectors
| 05503 |  |  |  |  | Cable #10 | 0 | 0 | 0 | Per ft #10
| 05504 |  |  |  |  | Cable #8 | 0 | 1400 | 0 | Per ft #8
| 05505 |  |  |  |  | Distribut. Box | 0 | 1 | 0 | Under Kiosk floor (JB, LFMC, connectors)
| 05506 |  |  |  |  | Electr. Box | 0 | 1 | 0 | Other/genral wiring/pulling application
| 05507 |  |  |  |  | U/F Duct (new) | 0 | 0 | 0 | #4 duct / ft
| 05508 |  |  |  |  | U/F Duct (new) | 0 | 0 | 0 | #2 duct / ft
| 05509 |  |  |  |  | Duct Coupler | 0 | 0 | 0 | Straight section coupler
| 05510 |  |  |  |  | Duct HH/JB (new) | 0 | 0 | 0 | Per Piece /w cover
| 05511 |  |  |  |  | Duct Run Bend | 0 | 0 | 0 | Horizontal bend, sealant and/or other needed items
| 05512 |  |  |  |  | Duct Vertical Elbow | 0 | 0 | 0 | Vertical 90, sealant and/or other needed items
| 05513 |  |  |  |  | Duct Adapter | 0 | 0 | 0 | Conduit 2" "T" per faregate + 1" reducer (PWR duct also)
| 05514 |  |  |  |  | Quad-Outlet | 0 | 2 | 0 | 120V power + connectors
| 05515 |  |  |  |  | CAT6 module | 0 | 17 | 0 | CAT6 single-jack module, Ortronics part #OR-S21600
| 05516 |  |  |  |  | Outlet box | 0 | 17 | 0 | Surface-mount outlet box, Ortronics part #OR-404S21U
| 05517 |  |  |  |  | Concrete | 0 | 0 | 0 | Per cubic yard (Metro Brown)
| 05518 |  |  |  |  | Mobilization | 0 | 1 | 0 | Per mezzanine location
| 05519 |  |  |  |  | Supplies | 0 | 1 | 0 | Saw blades, pull string, etc
[6 empty] | Station Subtotal |  |  | 0
14 | 055M00 | 1 | SMITHSONIAN (EASTBOUND PLATFORM) | D02 | 055M | CAT6 Cable | 0 | 180 | 0 | Per ft
| 055M01 |  |  |  |  | MMFO Cable | 0 | 608 | 0 | Per ft + connectors
| 055M02 |  |  |  |  | Fiber Field Housing | 0 | 1 | 0 | Fib-or-cop fiber housing with adapter and module
| 055M03 |  |  |  |  | Misc supplies | 0 | 1 | 0 | Connectors, fiber cleaning materials , jumpers etc
| 055M04 |  |  |  |  | Pull string | 0 | 800 | 0 | Pull String 500lb rated
| 055M05 |  |  |  |  | Switch and SFP | 0 | 1 | 0 | Switch and SFP module
| 055M06 |  |  |  |  | CAT6 module | 0 | 3 | 0 | CAT6 single-jack module, Ortronics part #OR-S21600
| 055M07 |  |  |  |  | Outlet box | 0 | 3 | 0 | Surface-mount outlet box, Ortronics part #OR-404S21U
| 055M08 |  |  |  |  | Concrete | 0 |  | 0 | Per cubic yard (Metro Brown)
| 055M09 |  |  |  |  | Mobilization | 0 | 1 | 0 | Per mezzanine location
| 055M10 |  |  |  |  | Supplies | 0 | 1 | 0 | Misc equipment, lubricants
[6 empty] | Station Subtotal |  |  | 0
15 | 05600 | 1 | L'ENFANT PLAZA (WEST MEZZANINE) | D03 | 056 | 1-1/2" Conduit | 0 | 180 | 0 | Per ft, GRS with accessories
| 05601 |  |  |  |  | CAT6 Cable | 0 | 290 | 0 | Per ft
| 05602 |  |  |  |  | MMFO Cable | 0 | 0 | 0 | Per ft + connectors
| 05603 |  |  |  |  | Cable #10 | 0 | 0 | 0 | Per ft #10
| 05604 |  |  |  |  | Cable #8 | 0 | 1600 | 0 | Per ft #8
| 05605 |  |  |  |  | Distribut. Box | 0 | 1 | 0 | Under Kiosk floor (JB, LFMC, connectors)
| 05606 |  |  |  |  | Electr. Box | 0 | 2 | 0 | Other/genral wiring/pulling application
| 05607 |  |  |  |  | U/F Duct (new) | 0 | 0 | 0 | #4 duct / ft
| 05608 |  |  |  |  | U/F Duct (new) | 0 | 0 | 0 | #2 duct / ft
| 05609 |  |  |  |  | Duct Coupler | 0 | 0 | 0 | Straight section coupler
| 05610 |  |  |  |  | Duct HH/JB (new) | 0 | 0 | 0 | Per Piece /w cover
| 05611 |  |  |  |  | Duct Run Bend | 0 | 0 | 0 | Horizontal bend, sealant and/or other needed items
| 05612 |  |  |  |  | Duct Vertical Elbow | 0 | 0 | 0 | Vertical 90, sealant and/or other needed items
| 05613 |  |  |  |  | Duct Adapter | 0 | 0 | 0 | Conduit 2" "T" per faregate + 1" reducer (PWR duct also)
| 05614 |  |  |  |  | Quad-Outlet | 0 | 2 | 0 | 120V power + connectors
| 05615 |  |  |  |  | CAT6 module | 0 | 14 | 0 | CAT6 single-jack module, Ortronics part #OR-S21600
| 05616 |  |  |  |  | Outlet box | 0 | 14 | 0 | Surface-mount outlet box, Ortronics part #OR-404S21U
| 05617 |  |  |  |  | Concrete | 0 | 0 | 0 | Per cubic yard (Metro Brown)
| 05618 |  |  |  |  | Mobilization | 0 | 1 | 0 | Per mezzanine location + scaffold
| 05619 |  |  |  |  | Supplies | 0 | 2 | 0 | Saw blades, pull string, Kiosk floor fire-stop, etc
[6 empty] | Station Subtotal |  |  | 0
16 | 05700 | 1 | L'ENFANT PLAZA (EAST MEZZANINE) | D03 | 057 | 1-1/2" Conduit | 0 | 0 | 0 | Per ft, GRS with accessories
| 05701 |  |  |  |  | CAT6 Cable | 0 | 290 | 0 | Per ft
| 05702 |  |  |  |  | MMFO Cable | 0 | 0 | 0 | Per ft + connectors
| 05703 |  |  |  |  | Cable #10 | 0 | 650 | 0 | Per ft #10
| 05704 |  |  |  |  | Cable #8 | 0 | 0 | 0 | Per ft #8
| 05705 |  |  |  |  | Distribut. Box | 0 | 1 | 0 | Under Kiosk floor (JB, LFMC, connectors)
| 05706 |  |  |  |  | Electr. Box | 0 | 1 | 0 | Other/genral wiring/pulling application
| 05707 |  |  |  |  | U/F Duct (new) | 0 | 0 | 0 | #4 duct / ft
| 05708 |  |  |  |  | U/F Duct (new) | 0 | 0 | 0 | #2 duct / ft
| 05709 |  |  |  |  | Duct Coupler | 0 | 0 | 0 | Straight section coupler
| 05710 |  |  |  |  | Duct HH/JB (new) | 0 | 0 | 0 | Per Piece /w cover
| 05711 |  |  |  |  | Duct Run Bend | 0 | 0 | 0 | Horizontal bend, sealant and/or other needed items
| 05712 |  |  |  |  | Duct Vertical Elbow | 0 | 0 | 0 | Vertical 90, sealant and/or other needed items
| 05713 |  |  |  |  | Duct Adapter | 0 | 0 | 0 | Conduit 2" "T" per faregate + 1" reducer (PWR duct also)
| 05714 |  |  |  |  | Quad-Outlet | 0 | 2 | 0 | 120V power + connectors
| 05715 |  |  |  |  | CAT6 module | 0 | 14 | 0 | CAT6 single-jack module, Ortronics part #OR-S21600
| 05716 |  |  |  |  | Outlet box | 0 | 14 | 0 | Surface-mount outlet box, Ortronics part #OR-404S21U
| 05717 |  |  |  |  | Concrete | 0 | 0 | 0 | Per cubic yard (Metro Brown)
| 05718 |  |  |  |  | Mobilization | 0 | 1 | 0 | Per mezzanine location
| 05719 |  |  |  |  | Supplies | 0 | 1 | 0 | Saw blades, pull string, Kiosk floor fire-stop, etc
[6 empty] | Station Subtotal |  |  | 0
17 | 05800 | 1 | FEDERAL CENTER SW | D04 | 058 | 1-1/2" Conduit | 0 | 130 | 0 | Per ft, GRS with accessories
| 05801 |  |  |  |  | CAT6 Cable | 0 | 280 | 0 | Per ft
| 05802 |  |  |  |  | MMFO Cable | 0 | 0 | 0 | Per ft + connectors
| 05803 |  |  |  |  | Cable #10 | 0 | 0 | 0 | Per ft #10
| 05804 |  |  |  |  | Cable #8 | 0 | 1600 | 0 | Per ft #8
| 05805 |  |  |  |  | Distribut. Box | 0 | 1 | 0 | Under Kiosk floor (JB, LFMC, connectors)
| 05806 |  |  |  |  | Electr. Box | 0 | 1 | 0 | Other/genral wiring/pulling application
| 05807 |  |  |  |  | U/F Duct (new) | 0 | 90 | 0 | #4 duct / ft
| 05808 |  |  |  |  | U/F Duct (new) | 0 | 10 | 0 | #2 duct / ft
| 05809 |  |  |  |  | Duct Coupler | 0 | 9 | 0 | Straight section coupler
| 05810 |  |  |  |  | Duct HH/JB (new) | 0 | 12 | 0 | Per Piece /w cover
| 05811 |  |  |  |  | Duct Run Bend | 0 | 1 | 0 | Horizontal bend, sealant and/or other needed items
| 05812 |  |  |  |  | Duct Vertical Elbow | 0 | 1 | 0 | Vertical 90, sealant and/or other needed items
| 05813 |  |  |  |  | Duct Adapter | 0 | 8 | 0 | Conduit 2" "T" per faregate + 1" reducer (PWR duct also)
| 05814 |  |  |  |  | Quad-Outlet | 0 | 2 | 0 | 120V power + connectors
| 05815 |  |  |  |  | CAT6 module | 0 | 14 | 0 | CAT6 single-jack module, Ortronics part #OR-S21600
| 05816 |  |  |  |  | Outlet box | 0 | 14 | 0 | Surface-mount outlet box, Ortronics part #OR-404S21U
| 05817 |  |  |  |  | Concrete | 0 | 1.2333 | 0 | Per cubic yard (Metro Brown)
| 05818 |  |  |  |  | Mobilization | 0 | 1 | 0 | Per mezzanine location + scaffold
| 05819 |  |  |  |  | Supplies | 0 | 2 | 0 | Saw blades, pull string, Kiosk floor fire-stop, etc
[6 empty] | Station Subtotal |  |  | 0
18 | 05900 | 1 | CAPITOL SOUTH | D05 | 059 | 1-1/2" Conduit | 0 | 140 | 0 | Per ft, GRS with accessories
| 05901 |  |  |  |  | CAT6 Cable | 0 | 350 | 0 | Per ft
| 05902 |  |  |  |  | MMFO Cable | 0 | 0 | 0 | Per ft + connectors
| 05903 |  |  |  |  | Cable #10 | 0 | 0 | 0 | Per ft #10
| 05904 |  |  |  |  | Cable #8 | 0 | 1320 | 0 | Per ft #8
| 05905 |  |  |  |  | Distribut. Box | 0 | 1 | 0 | Under Kiosk floor (JB, LFMC, connectors)
| 05906 |  |  |  |  | Electr. Box | 0 | 2 | 0 | Other/genral wiring/pulling application
| 05907 |  |  |  |  | U/F Duct (new) | 0 | 0 | 0 | #4 duct / ft
| 05908 |  |  |  |  | U/F Duct (new) | 0 | 0 | 0 | #2 duct / ft
| 05909 |  |  |  |  | Duct Coupler | 0 | 0 | 0 | Straight section coupler
| 05910 |  |  |  |  | Duct HH/JB (new) | 0 | 0 | 0 | Per Piece /w cover
| 05911 |  |  |  |  | Duct Run Bend | 0 | 0 | 0 | Horizontal bend, sealant and/or other needed items
| 05912 |  |  |  |  | Duct Vertical Elbow | 0 | 0 | 0 | Vertical 90, sealant and/or other needed items
| 05913 |  |  |  |  | Duct Adapter | 0 | 0 | 0 | Conduit 2" "T" per faregate + 1" reducer (PWR duct also)
| 05914 |  |  |  |  | Quad-Outlet | 0 | 2 | 0 | 120V power + connectors
| 05915 |  |  |  |  | CAT6 module | 0 | 16 | 0 | CAT6 single-jack module, Ortronics part #OR-S21600
| 05916 |  |  |  |  | Outlet box | 0 | 16 | 0 | Surface-mount outlet box, Ortronics part #OR-404S21U
| 05917 |  |  |  |  | Concrete | 0 | 0 | 0 | Per cubic yard (Metro Brown)
| 05918 |  |  |  |  | Mobilization | 0 | 1 | 0 | Per mezzanine location + scaffold
| 05919 |  |  |  |  | Supplies | 0 | 3 | 0 | Saw blades, pull string, Kiosk floor fire-stop, etc
[6 empty] | Station Subtotal |  |  | 0
19 | 06000 | 1 | EASTERN MARKET | D06 | 060 | 1-1/2" Conduit | 0 | 0 | 0 | Per ft, GRS with accessories
| 06001 |  |  |  |  | CAT6 Cable | 0 | 250 | 0 | Per ft
| 06002 |  |  |  |  | MMFO Cable | 0 | 0 | 0 | Per ft + connectors
| 06003 |  |  |  |  | Cable #10 | 0 | 1000 | 0 | Per ft #10
| 06004 |  |  |  |  | Cable #8 | 0 | 0 | 0 | Per ft #8
| 06005 |  |  |  |  | Distribut. Box | 0 | 1 | 0 | Under Kiosk floor (JB, LFMC, connectors)
| 06006 |  |  |  |  | Electr. Box | 0 | 2 | 0 | Other/genral wiring/pulling application
| 06007 |  |  |  |  | U/F Duct (new) | 0 | 0 | 0 | #4 duct / ft - possible repairing/replacing duct kiosk to HH1
| 06008 |  |  |  |  | U/F Duct (new) | 0 | 0 | 0 | #2 duct / ft
| 06009 |  |  |  |  | Duct Coupler | 0 | 0 | 0 | Straight section coupler
| 06010 |  |  |  |  | Duct HH/JB (new) | 0 | 0 | 0 | Per Piece /w cover
| 06011 |  |  |  |  | Duct Run Bend | 0 | 0 | 0 | Horizontal bend, sealant and/or other needed items
| 06012 |  |  |  |  | Duct Vertical Elbow | 0 | 0 | 0 | Vertical 90, sealant and/or other needed items
| 06013 |  |  |  |  | Duct Adapter | 0 | 0 | 0 | Conduit 2" "T" per faregate + 1" reducer (PWR duct also)
| 06014 |  |  |  |  | Quad-Outlet | 0 | 2 | 0 | 120V power + connectors
| 06015 |  |  |  |  | CAT6 module | 0 | 13 | 0 | CAT6 single-jack module, Ortronics part #OR-S21600
| 06016 |  |  |  |  | Outlet box | 0 | 13 | 0 | Surface-mount outlet box, Ortronics part #OR-404S21U
| 06017 |  |  |  |  | Concrete | 0 | 0 | 0 | Per cubic yard (Metro Brown)
| 06018 |  |  |  |  | Mobilization | 0 | 1 | 0 | Per mezzanine location
| 06019 |  |  |  |  | Supplies | 0 | 4 | 0 | Saw blades, pull string, Kiosk floor fire-stop, etc
[6 empty] | Station Subtotal |  |  | 0
20 | 06100 | 1 | POTOMAC AVENUE | D07 | 061 | 1-1/2" Conduit | 0 | 70 | 0 | Per ft, GRS with accessories
| 06101 |  |  |  |  | CAT6 Cable | 0 | 450 | 0 | Per ft
| 06102 |  |  |  |  | MMFO Cable | 0 | 0 | 0 | Per ft + connectors
| 06103 |  |  |  |  | Cable #10 | 0 | 0 | 0 | Per ft #10
| 06104 |  |  |  |  | Cable #8 | 0 | 1500 | 0 | Per ft #8
| 06105 |  |  |  |  | Distribut. Box | 0 | 1 | 0 | Under Kiosk floor (JB, LFMC, connectors)
| 06106 |  |  |  |  | Electr. Box | 0 | 2 | 0 | Other/genral wiring/pulling application
| 06107 |  |  |  |  | U/F Duct (new) | 0 | 10 | 0 | #4 duct / ft
| 06108 |  |  |  |  | U/F Duct (new) | 0 | 0 | 0 | #2 duct / ft
| 06109 |  |  |  |  | Duct Coupler | 0 | 0 | 0 | Straight section coupler
| 06110 |  |  |  |  | Duct HH/JB (new) | 0 | 2 | 0 | Per Piece /w cover
| 06111 |  |  |  |  | Duct Run Bend | 0 | 0 | 0 | Horizontal bend, sealant and/or other needed items
| 06112 |  |  |  |  | Duct Vertical Elbow | 0 | 0 | 0 | Vertical 90, sealant and/or other needed items
| 06113 |  |  |  |  | Duct Adapter | 0 | 0 | 0 | Conduit 2" "T" per faregate + 1" reducer (PWR duct also)
| 06114 |  |  |  |  | Quad-Outlet | 0 | 2 | 0 | 120V power + connectors
| 06115 |  |  |  |  | CAT6 module | 0 | 19 | 0 | CAT6 single-jack module, Ortronics part #OR-S21600
| 06116 |  |  |  |  | Outlet box | 0 | 19 | 0 | Surface-mount outlet box, Ortronics part #OR-404S21U
| 06117 |  |  |  |  | Concrete | 0 | 0.12333 | 0 | Per cubic yard (Metro Brown)
| 06118 |  |  |  |  | Mobilization | 0 | 1 | 0 | Per mezzanine location
| 06119 |  |  |  |  | Supplies | 0 | 2 | 0 | Saw blades, pull string, Kiosk floor fire-stop, etc
[6 empty] | Station Subtotal |  |  | 0
21 | 06200 | 1 | STADIUM-ARMORY (SOUTH MEZZANINE) | D08 | 062 | 1-1/2" Conduit | 0 | 0 | 0 | Per ft, GRS with accessories
| 06201 |  |  |  |  | CAT6 Cable | 0 | 280 | 0 | Per ft
| 06202 |  |  |  |  | MMFO Cable | 0 | 0 | 0 | Per ft + connectors
| 06203 |  |  |  |  | Cable #10 | 0 | 800 | 0 | Per ft #10
| 06204 |  |  |  |  | Cable #8 | 0 | 0 | 0 | Per ft #8
| 06205 |  |  |  |  | Distribut. Box | 0 | 1 | 0 | Under Kiosk floor (JB, LFMC, connectors)
| 06206 |  |  |  |  | Electr. Box | 0 | 1 | 0 | Other/genral wiring/pulling application
| 06207 |  |  |  |  | U/F Duct (new) | 0 | 0 | 0 | #4 duct / ft
| 06208 |  |  |  |  | U/F Duct (new) | 0 | 0 | 0 | #2 duct / ft
| 06209 |  |  |  |  | Duct Coupler | 0 | 0 | 0 | Straight section coupler
| 06210 |  |  |  |  | Duct HH/JB (new) | 0 | 0 | 0 | Per Piece /w cover
| 06211 |  |  |  |  | Duct Run Bend | 0 | 0 | 0 | Horizontal bend, sealant and/or other needed items
| 06212 |  |  |  |  | Duct Vertical Elbow | 0 | 0 | 0 | Vertical 90, sealant and/or other needed items
| 06213 |  |  |  |  | Duct Adapter | 0 | 0 | 0 | Conduit 2" "T" per faregate + 1" reducer (PWR duct also)
| 06214 |  |  |  |  | Quad-Outlet | 0 | 2 | 0 | 120V power + connectors
| 06215 |  |  |  |  | CAT6 module | 0 | 13 | 0 | CAT6 single-jack module, Ortronics part #OR-S21600
| 06216 |  |  |  |  | Outlet box | 0 | 13 | 0 | Surface-mount outlet box, Ortronics part #OR-404S21U
| 06217 |  |  |  |  | Concrete | 0 | 0 | 0 | Per cubic yard (Metro Brown)
| 06218 |  |  |  |  | Mobilization | 0 | 1 | 0 | Per mezzanine location
| 06219 |  |  |  |  | Supplies | 0 | 1 | 0 | Saw blades, pull string, Kiosk floor fire-stop, etc
[6 empty] | Station Subtotal |  |  | 0
22 | 06300 | 1 | STADIUM-ARMORY (NORTH MEZZANINE) | D08 | 063 | 1-1/2" Conduit | 0 | 0 | 0 | Per ft, GRS with accessories
| 06301 |  |  |  |  | CAT6 Cable | 0 | 700 | 0 | Per ft
| 06302 |  |  |  |  | MMFO Cable | 0 | 0 | 0 | Per ft + connectors
| 06303 |  |  |  |  | Cable #10 | 0 | 700 | 0 | Per ft #10
| 06304 |  |  |  |  | Cable #8 | 0 | 0 | 0 | Per ft #8
| 06305 |  |  |  |  | Distribut. Box | 0 | 1 | 0 | Under Kiosk floor (JB, LFMC, connectors)
| 06306 |  |  |  |  | Electr. Box | 0 | 1 | 0 | Other/genral wiring/pulling application
| 06307 |  |  |  |  | U/F Duct (new) | 0 | 0 | 0 | #4 duct / ft
| 06308 |  |  |  |  | U/F Duct (new) | 0 | 0 | 0 | #2 duct / ft
| 06309 |  |  |  |  | Duct Coupler | 0 | 0 | 0 | Straight section coupler
| 06310 |  |  |  |  | Duct HH/JB (new) | 0 | 0 | 0 | Per Piece /w cover
| 06311 |  |  |  |  | Duct Run Bend | 0 | 0 | 0 | Horizontal bend, sealant and/or other needed items
| 06312 |  |  |  |  | Duct Vertical Elbow | 0 | 0 | 0 | Vertical 90, sealant and/or other needed items
| 06313 |  |  |  |  | Duct Adapter | 0 | 0 | 0 | Conduit 2" "T" per faregate + 1" reducer (PWR duct also)
| 06314 |  |  |  |  | Quad-Outlet | 0 | 2 | 0 | 120V power + connectors
| 06315 |  |  |  |  | CAT6 module | 0 | 26 | 0 | CAT6 single-jack module, Ortronics part #OR-S21600
| 06316 |  |  |  |  | Outlet box | 0 | 26 | 0 | Surface-mount outlet box, Ortronics part #OR-404S21U
| 06317 |  |  |  |  | Concrete | 0 | 0 | 0 | Per cubic yard (Metro Brown)
| 06318 |  |  |  |  | Mobilization | 0 | 1 | 0 | Per mezzanine location
| 06319 |  |  |  |  | Supplies | 0 | 1 | 0 | Saw blades, pull string, Kiosk floor fire-stop, etc
[6 empty] | Station Subtotal |  |  | 0
23 | 06400 | 1 | MINNESOTA AVENUE | D09 | 064 | 1-1/2" Conduit | 0 | 0 | 0 | Per ft, GRS with accessories
| 06401 |  |  |  |  | CAT6 Cable | 0 | 270 | 0 | Per ft
| 06402 |  |  |  |  | MMFO Cable | 0 | 0 | 0 | Per ft + connectors
| 06403 |  |  |  |  | Cable #10 | 0 | 1100 | 0 | Per ft #10
| 06404 |  |  |  |  | Cable #8 | 0 | 0 | 0 | Per ft #8
| 06405 |  |  |  |  | Distribut. Box | 0 | 1 | 0 | Under Kiosk floor (JB, LFMC, connectors)
| 06406 |  |  |  |  | Electr. Box | 0 | 2 | 0 | Other/genral wiring/pulling application
| 06407 |  |  |  |  | U/F Duct (new) | 0 | 0 | 0 | #4 duct / ft
| 06408 |  |  |  |  | U/F Duct (new) | 0 | 0 | 0 | #2 duct / ft
| 06409 |  |  |  |  | Duct Coupler | 0 | 0 | 0 | Straight section coupler
| 06410 |  |  |  |  | Duct HH/JB (new) | 0 | 0 | 0 | Per Piece /w cover
| 06411 |  |  |  |  | Duct Run Bend | 0 | 0 | 0 | Horizontal bend, sealant and/or other needed items
| 06412 |  |  |  |  | Duct Vertical Elbow | 0 | 0 | 0 | Vertical 90, sealant and/or other needed items
| 06413 |  |  |  |  | Duct Adapter | 0 | 0 | 0 | Conduit 2" "T" per faregate + 1" reducer (PWR duct also)
| 06414 |  |  |  |  | Quad-Outlet | 0 | 2 | 0 | 120V power + connectors
| 06415 |  |  |  |  | CAT6 module | 0 | 13 | 0 | CAT6 single-jack module, Ortronics part #OR-S21600
| 06416 |  |  |  |  | Outlet box | 0 | 13 | 0 | Surface-mount outlet box, Ortronics part #OR-404S21U
| 06417 |  |  |  |  | Concrete | 0 | 0 | 0 | Per cubic yard (Metro Brown)
| 06418 |  |  |  |  | Mobilization | 0 | 1 | 0 | Per mezzanine location
| 06419 |  |  |  |  | Supplies | 0 | 2 | 0 | Saw blades, pull string, Kiosk floor fire-stop, etc
[6 empty] | Station Subtotal |  |  | 0
24 | 06500 | 1 | DEANWOOD | D10 | 065 | 1-1/2" Conduit | 0 | 0 | 0 | Per ft, GRS with accessories
| 06501 |  |  |  |  | CAT6 Cable | 0 | 250 | 0 | Per ft
| 06502 |  |  |  |  | MMFO Cable | 0 | 0 | 0 | Per ft + connectors
| 06503 |  |  |  |  | Cable #10 | 0 | 0 | 0 | Per ft #10
| 06504 |  |  |  |  | Cable #8 | 0 | 1300 | 0 | Per ft #8
| 06505 |  |  |  |  | Distribut. Box | 0 | 1 | 0 | Under Kiosk floor (JB, LFMC, connectors)
| 06506 |  |  |  |  | Electr. Box | 0 | 3 | 0 | Other/genral wiring/pulling application
| 06507 |  |  |  |  | U/F Duct (new) | 0 | 0 | 0 | #4 duct / ft
| 06508 |  |  |  |  | U/F Duct (new) | 0 | 0 | 0 | #2 duct / ft
| 06509 |  |  |  |  | Duct Coupler | 0 | 0 | 0 | Straight section coupler
| 06510 |  |  |  |  | Duct HH/JB (new) | 0 | 0 | 0 | Per Piece /w cover
| 06511 |  |  |  |  | Duct Run Bend | 0 | 0 | 0 | Horizontal bend, sealant and/or other needed items
| 06512 |  |  |  |  | Duct Vertical Elbow | 0 | 0 | 0 | Vertical 90, sealant and/or other needed items
| 06513 |  |  |  |  | Duct Adapter | 0 | 0 | 0 | Conduit 2" "T" per faregate + 1" reducer (PWR duct also)
| 06514 |  |  |  |  | Quad-Outlet | 0 | 2 | 0 | 120V power + connectors
| 06515 |  |  |  |  | CAT6 module | 0 | 12 | 0 | CAT6 single-jack module, Ortronics part #OR-S21600
| 06516 |  |  |  |  | Outlet box | 0 | 12 | 0 | Surface-mount outlet box, Ortronics part #OR-404S21U
| 06517 |  |  |  |  | Concrete | 0 | 0 | 0 | Per cubic yard (Metro Brown)
| 06518 |  |  |  |  | Mobilization | 0 | 1 | 0 | Per mezzanine location
| 06519 |  |  |  |  | Supplies | 0 | 2 | 0 | Saw blades, pull string, Kiosk floor fire-stop, etc
[6 empty] | Station Subtotal |  |  | 0
25 | 06600 | 1 | CHEVERLY | D11 | 066 | 1-1/2" Conduit | 0 | 0 | 0 | Per ft, GRS with accessories
| 06601 |  |  |  |  | CAT6 Cable | 0 | 210 | 0 | Per ft
| 06602 |  |  |  |  | MMFO Cable | 0 | 0 | 0 | Per ft + connectors
| 06603 |  |  |  |  | Cable #10 | 0 | 0 | 0 | Per ft #10
| 06604 |  |  |  |  | Cable #8 | 0 | 1400 | 0 | Per ft #8
| 06605 |  |  |  |  | Distribut. Box | 0 | 1 | 0 | Under Kiosk floor (JB, LFMC, connectors)
| 06606 |  |  |  |  | Electr. Box | 0 | 3 | 0 | Other/genral wiring/pulling application
| 06607 |  |  |  |  | U/F Duct (new) | 0 | 0 | 0 | #4 duct / ft
| 06608 |  |  |  |  | U/F Duct (new) | 0 | 0 | 0 | #2 duct / ft
| 06609 |  |  |  |  | Duct Coupler | 0 | 0 | 0 | Straight section coupler
| 06610 |  |  |  |  | Duct HH/JB (new) | 0 | 0 | 0 | Per Piece /w cover
| 06611 |  |  |  |  | Duct Run Bend | 0 | 0 | 0 | Horizontal bend, sealant and/or other needed items
| 06612 |  |  |  |  | Duct Vertical Elbow | 0 | 0 | 0 | Vertical 90, sealant and/or other needed items
| 06613 |  |  |  |  | Duct Adapter | 0 | 0 | 0 | Conduit 2" "T" per faregate + 1" reducer (PWR duct also)
| 06614 |  |  |  |  | Quad-Outlet | 0 | 2 | 0 | 120V power + connectors
| 06615 |  |  |  |  | CAT6 module | 0 | 11 | 0 | CAT6 single-jack module, Ortronics part #OR-S21600
| 06616 |  |  |  |  | Outlet box | 0 | 11 | 0 | Surface-mount outlet box, Ortronics part #OR-404S21U
| 06617 |  |  |  |  | Concrete | 0 | 0 | 0 | Per cubic yard (Metro Brown)
| 06618 |  |  |  |  | Mobilization | 0 | 1 | 0 | Per mezzanine location
| 06619 |  |  |  |  | Supplies | 0 | 1 | 0 | Saw blades, pull string, Kiosk floor fire-stop, etc
[6 empty] | Station Subtotal |  |  | 0
26 | 06700 | 1 | LANDOVER | D12 | 067 | 1-1/2" Conduit | 0 | 0 | 0 | Per ft, GRS with accessories
| 06701 |  |  |  |  | CAT6 Cable | 0 | 290 | 0 | Per ft
| 06702 |  |  |  |  | MMFO Cable | 0 | 0 | 0 | Per ft + connectors
| 06703 |  |  |  |  | Cable #10 | 0 | 1100 | 0 | Per ft #10
| 06704 |  |  |  |  | Cable #8 | 0 | 0 | 0 | Per ft #8
| 06705 |  |  |  |  | Distribut. Box | 0 | 1 | 0 | Under Kiosk floor (JB, LFMC, connectors)
| 06706 |  |  |  |  | Electr. Box | 0 | 2 | 0 | Other/genral wiring/pulling application
| 06707 |  |  |  |  | U/F Duct (new) | 0 | 0 | 0 | #4 duct / ft
| 06708 |  |  |  |  | U/F Duct (new) | 0 | 0 | 0 | #2 duct / ft
| 06709 |  |  |  |  | Duct Coupler | 0 | 0 | 0 | Straight section coupler
| 06710 |  |  |  |  | Duct HH/JB (new) | 0 | 0 | 0 | Per Piece /w cover
| 06711 |  |  |  |  | Duct Run Bend | 0 | 0 | 0 | Horizontal bend, sealant and/or other needed items
| 06712 |  |  |  |  | Duct Vertical Elbow | 0 | 0 | 0 | Vertical 90, sealant and/or other needed items
| 06713 |  |  |  |  | Duct Adapter | 0 | 0 | 0 | Conduit 2" "T" per faregate + 1" reducer (PWR duct also)
| 06714 |  |  |  |  | Quad-Outlet | 0 | 2 | 0 | 120V power + connectors
| 06715 |  |  |  |  | CAT6 module | 0 | 12 | 0 | CAT6 single-jack module, Ortronics part #OR-S21600
| 06716 |  |  |  |  | Outlet box | 0 | 12 | 0 | Surface-mount outlet box, Ortronics part #OR-404S21U
| 06717 |  |  |  |  | Concrete | 0 | 0 | 0 | Per cubic yard (Metro Brown)
| 06718 |  |  |  |  | Mobilization | 0 | 1 | 0 | Per mezzanine location
| 06719 |  |  |  |  | Supplies | 0 | 1 | 0 | Saw blades, pull string, Kiosk floor fire-stop, etc
[6 empty] | Station Subtotal |  |  | 0
27 | 06800 | 1 | NEW CARROLLTON | D13 | 068 | 1-1/2" Conduit | 0 | 140 | 0 | Per ft, GRS with accessories
| 06801 |  |  |  |  | CAT6 Cable | 0 | 460 | 0 | Per ft
| 06802 |  |  |  |  | MMFO Cable | 0 | 0 | 0 | Per ft + connectors
| 06803 |  |  |  |  | Cable #10 | 0 | 1200 | 0 | Per ft #10
| 06804 |  |  |  |  | Cable #8 | 0 | 0 | 0 | Per ft #8
| 06805 |  |  |  |  | Distribut. Box | 0 | 1 | 0 | Under Kiosk floor (JB, LFMC, connectors)
| 06806 |  |  |  |  | Electr. Box | 0 | 2 | 0 | Other/genral wiring/pulling application
| 06807 |  |  |  |  | U/F Duct (new) | 0 | 0 | 0 | #4 duct / ft
| 06808 |  |  |  |  | U/F Duct (new) | 0 | 0 | 0 | #2 duct / ft
| 06809 |  |  |  |  | Duct Coupler | 0 | 0 | 0 | Straight section coupler
| 06810 |  |  |  |  | Duct HH/JB (new) | 0 | 0 | 0 | Per Piece /w cover
| 06811 |  |  |  |  | Duct Run Bend | 0 | 0 | 0 | Horizontal bend, sealant and/or other needed items
| 06812 |  |  |  |  | Duct Vertical Elbow | 0 | 0 | 0 | Vertical 90, sealant and/or other needed items
| 06813 |  |  |  |  | Duct Adapter | 0 | 0 | 0 | Conduit 2" "T" per faregate + 1" reducer (PWR duct also)
| 06814 |  |  |  |  | Quad-Outlet | 0 | 2 | 0 | 120V power + connectors
| 06815 |  |  |  |  | CAT6 module | 0 | 22 | 0 | CAT6 single-jack module, Ortronics part #OR-S21600
| 06816 |  |  |  |  | Outlet box | 0 | 22 | 0 | Surface-mount outlet box, Ortronics part #OR-404S21U
| 06817 |  |  |  |  | Concrete | 0 | 0 | 0 | Per cubic yard (Metro Brown)
| 06818 |  |  |  |  | Mobilization | 0 | 1 | 0 | Per mezzanine location
| 06819 |  |  |  |  | Supplies | 0 | 3 | 0 | Saw blades, pull string, Kiosk floor fire-stop, etc
[6 empty] | Station Subtotal |  |  | 0
28 | 09000 | 1 | BENNING ROAD | G01 | 090 | 1-1/2" Conduit | 0 | 0 | 0 | Per ft, GRS with accessories
| 09001 |  |  |  |  | CAT6 Cable | 0 | 250 | 0 | Per ft
| 09002 |  |  |  |  | MMFO Cable | 0 | 0 | 0 | Per ft + connectors
| 09003 |  |  |  |  | Cable #10 | 0 | 850 | 0 | Per ft #10; extra FG ckt
| 09004 |  |  |  |  | Cable #8 | 0 | 0 | 0 | Per ft #8
| 09005 |  |  |  |  | Distribut. Box | 0 | 1 | 0 | Under Kiosk floor (JB, LFMC, connectors)
| 09006 |  |  |  |  | Electr. Box | 0 | 1 | 0 | Other/genral wiring/pulling application
| 09007 |  |  |  |  | U/F Duct (new) | 0 | 0 | 0 | #4 duct / ft
| 09008 |  |  |  |  | U/F Duct (new) | 0 | 0 | 0 | #2 duct / ft
| 09009 |  |  |  |  | Duct Coupler | 0 | 0 | 0 | Straight section coupler
| 09010 |  |  |  |  | Duct HH/JB (new) | 0 | 0 | 0 | Per Piece /w cover
| 09011 |  |  |  |  | Duct Run Bend | 0 | 0 | 0 | Horizontal bend, sealant and/or other needed items
| 09012 |  |  |  |  | Duct Vertical Elbow | 0 | 0 | 0 | Vertical 90, sealant and/or other needed items
| 09013 |  |  |  |  | Duct Adapter | 0 | 0 | 0 | Conduit 2" "T" per faregate + 1" reducer (PWR duct also)
| 09014 |  |  |  |  | Quad-Outlet | 0 | 2 | 0 | 120V power + connectors
| 09015 |  |  |  |  | CAT6 module | 0 | 13 | 0 | CAT6 single-jack module, Ortronics part #OR-S21600
| 09016 |  |  |  |  | Outlet box | 0 | 13 | 0 | Surface-mount outlet box, Ortronics part #OR-404S21U
| 09017 |  |  |  |  | Concrete | 0 | 0 | 0 | Per cubic yard (Metro Brown)
| 09018 |  |  |  |  | Mobilization | 0 | 1 | 0 | Per mezzanine location
| 09019 |  |  |  |  | Supplies | 0 | 1 | 0 | Saw blades, pull string, etc
[6 empty] | Station Subtotal |  |  | 0
29 | 09100 | 1 | CAPITOL HEIGHTS | G02 | 091 | 1-1/2" Conduit | 0 | 130 | 0 | Per ft, GRS with accessories
| 09101 |  |  |  |  | CAT6 Cable | 0 | 250 | 0 | Per ft
| 09102 |  |  |  |  | MMFO Cable | 0 | 0 | 0 | Per ft + connectors
| 09103 |  |  |  |  | Cable #10 | 0 | 1200 | 0 | Per ft #10; extra FG ckt
| 09104 |  |  |  |  | Cable #8 | 0 | 0 | 0 | Per ft #8
| 09105 |  |  |  |  | Distribut. Box | 0 | 1 | 0 | Under Kiosk floor (JB, LFMC, connectors)
| 09106 |  |  |  |  | Electr. Box | 0 | 3 | 0 | Other/genral wiring/pulling application
| 09107 |  |  |  |  | U/F Duct (new) | 0 | 30 | 0 | #4 duct / ft
| 09108 |  |  |  |  | U/F Duct (new) | 0 | 30 | 0 | #2 duct / ft
| 09109 |  |  |  |  | Duct Coupler | 0 | 4 | 0 | Straight section coupler
| 09110 |  |  |  |  | Duct HH/JB (new) | 0 | 11 | 0 | Per Piece /w cover
| 09111 |  |  |  |  | Duct Run Bend | 0 | 3 | 0 | Horizontal bend, sealant and/or other needed items
| 09112 |  |  |  |  | Duct Vertical Elbow | 0 | 2 | 0 | Vertical 90, sealant and/or other needed items
| 09113 |  |  |  |  | Duct Adapter | 0 | 7 | 0 | Conduit 2" "T" per faregate + 1" reducer (PWR duct also)
| 09114 |  |  |  |  | Quad-Outlet | 0 | 2 | 0 | 120V power + connectors
| 09115 |  |  |  |  | CAT6 module | 0 | 12 | 0 | CAT6 single-jack module, Ortronics part #OR-S21600
| 09116 |  |  |  |  | Outlet box | 0 | 12 | 0 | Surface-mount outlet box, Ortronics part #OR-404S21U
| 09117 |  |  |  |  | Concrete | 0 | 0.74 | 0 | Per cubic yard (Metro Brown)
| 09118 |  |  |  |  | Mobilization | 0 | 1 | 0 | Per mezzanine location
| 09119 |  |  |  |  | Supplies | 0 | 4 | 0 | Saw blades, pull string, etc
[6 empty] | Station Subtotal |  |  | 0
30 | 09200 | 1 | ADDISON ROAD | G03 | 092 | 1-1/2" Conduit | 0 | 0 | 0 | Per ft, GRS with accessories
| 09201 |  |  |  |  | CAT6 Cable | 0 | 280 | 0 | Per ft
| 09202 |  |  |  |  | MMFO Cable | 0 | 0 | 0 | Per ft + connectors
| 09203 |  |  |  |  | Cable #10 | 0 | 370 | 0 | Per ft #10; extra FG ckt
| 09204 |  |  |  |  | Cable #8 | 0 | 0 | 0 | Per ft #8
| 09205 |  |  |  |  | Distribut. Box | 0 | 1 | 0 | Under Kiosk floor (JB, LFMC, connectors)
| 09206 |  |  |  |  | Electr. Box | 0 | 1 | 0 | Other/genral wiring/pulling application
| 09207 |  |  |  |  | U/F Duct (new) | 0 | 20 | 0 | #4 duct / ft
| 09208 |  |  |  |  | U/F Duct (new) | 0 | 20 | 0 | #2 duct / ft
| 09209 |  |  |  |  | Duct Coupler | 0 | 3 | 0 | Straight section coupler
| 09210 |  |  |  |  | Duct HH/JB (new) | 0 | 6 | 0 | Per Piece /w cover
| 09211 |  |  |  |  | Duct Run Bend | 0 | 2 | 0 | Horizontal bend, sealant and/or other needed items
| 09212 |  |  |  |  | Duct Vertical Elbow | 0 | 2 | 0 | Vertical 90, sealant and/or other needed items
| 09213 |  |  |  |  | Duct Adapter | 0 | 8 | 0 | Conduit 2" "T" per faregate + 1" reducer (PWR duct also)
| 09214 |  |  |  |  | Quad-Outlet | 0 | 2 | 0 | 120V power + connectors
| 09215 |  |  |  |  | CAT6 module | 0 | 17 | 0 | CAT6 single-jack module, Ortronics part #OR-S21600
| 09216 |  |  |  |  | Outlet box | 0 | 17 | 0 | Surface-mount outlet box, Ortronics part #OR-404S21U
| 09217 |  |  |  |  | Concrete | 0 | 0.49333 | 0 | Per cubic yard (Metro Brown)
| 09218 |  |  |  |  | Mobilization | 0 | 1 | 0 | Per mezzanine location
| 09219 |  |  |  |  | Supplies | 0 | 2 | 0 | Saw blades, pull string, etc
[6 empty] | Station Subtotal |  |  | 0
31 | 11000 | 1 | MORGAN BOULEVARD | G04 | 110 | 1-1/2" Conduit | 0 | 0 | 0 | Per ft, GRS with accessories
| 11001 |  |  |  |  | CAT6 Cable | 0 | 700 | 0 | Per ft
| 11002 |  |  |  |  | MMFO Cable | 0 | 0 | 0 | Per ft + connectors
| 11003 |  |  |  |  | Cable #10 | 0 | 860 | 0 | Per ft #10; extra FG ckt
| 11004 |  |  |  |  | Cable #8 | 0 | 0 | 0 | Per ft #8
| 11005 |  |  |  |  | Distribut. Box | 0 | 1 | 0 | Under Kiosk floor (JB, LFMC, connectors)
| 11006 |  |  |  |  | Electr. Box | 0 | 2 | 0 | Other/genral wiring/pulling application
| 11007 |  |  |  |  | U/F Duct (new) | 0 | 50 | 0 | #4 duct / ft
| 11008 |  |  |  |  | U/F Duct (new) | 0 | 50 | 0 | #2 duct / ft
| 11009 |  |  |  |  | Duct Coupler | 0 | 5 | 0 | Straight section coupler
| 11010 |  |  |  |  | Duct HH/JB (new) | 0 | 14 | 0 | Per Piece /w cover
| 11011 |  |  |  |  | Duct Run Bend | 0 | 2 | 0 | Horizontal bend, sealant and/or other needed items
| 11012 |  |  |  |  | Duct Vertical Elbow | 0 | 2 | 0 | Vertical 90, sealant and/or other needed items
| 11013 |  |  |  |  | Duct Adapter | 0 | 14 | 0 | Conduit 2" "T" per faregate + 1" reducer (PWR duct also)
| 11014 |  |  |  |  | Quad-Outlet | 0 | 2 | 0 | 120V power + connectors
| 11015 |  |  |  |  | CAT6 module | 0 | 28 | 0 | CAT6 single-jack module, Ortronics part #OR-S21600
| 11016 |  |  |  |  | Outlet box | 0 | 28 | 0 | Surface-mount outlet box, Ortronics part #OR-404S21U
| 11017 |  |  |  |  | Concrete | 0 | 1.2333 | 0 | Per cubic yard (Metro Brown)
| 11018 |  |  |  |  | Mobilization | 0 | 1 | 0 | Per mezzanine location
| 11019 |  |  |  |  | Supplies | 0 | 4 | 0 | Saw blades, pull string, etc
[6 empty] | Station Subtotal |  |  | 0
32 | 11100 | 1 | LARGO TOWN CENTER | G05 | 111 | 1-1/2" Conduit | 0 | 0 | 0 | Per ft, GRS with accessories
| 11101 |  |  |  |  | CAT6 Cable | 0 | 450 | 0 | Per ft
| 11102 |  |  |  |  | MMFO Cable | 0 | 0 | 0 | Per ft + connectors
| 11103 |  |  |  |  | Cable #10 | 0 | 790 | 0 | Per ft #10; extra FG ckt
| 11104 |  |  |  |  | Cable #8 | 0 | 0 | 0 | Per ft #8
| 11105 |  |  |  |  | Distribut. Box | 0 | 1 | 0 | Under Kiosk floor (JB, LFMC, connectors)
| 11106 |  |  |  |  | Electr. Box | 0 | 1 | 0 | Other/genral wiring/pulling application
| 11107 |  |  |  |  | U/F Duct (new) | 0 | 40 | 0 | #4 duct / ft
| 11108 |  |  |  |  | U/F Duct (new) | 0 | 40 | 0 | #2 duct / ft
| 11109 |  |  |  |  | Duct Coupler | 0 | 4 | 0 | Straight section coupler
| 11110 |  |  |  |  | Duct HH/JB (new) | 0 | 12 | 0 | Per Piece /w cover
| 11111 |  |  |  |  | Duct Run Bend | 0 | 1 | 0 | Horizontal bend, sealant and/or other needed items
| 11112 |  |  |  |  | Duct Vertical Elbow | 0 | 1 | 0 | Vertical 90, sealant and/or other needed items
| 11113 |  |  |  |  | Duct Adapter | 0 | 12 | 0 | Conduit 2" "T" per faregate + 1" reducer (PWR duct also)
| 11114 |  |  |  |  | Quad-Outlet | 0 | 2 | 0 | 120V power + connectors
| 11115 |  |  |  |  | CAT6 module | 0 | 24 | 0 | CAT6 single-jack module, Ortronics part #OR-S21600
| 11116 |  |  |  |  | Outlet box | 0 | 24 | 0 | Surface-mount outlet box, Ortronics part #OR-404S21U
| 11117 |  |  |  |  | Concrete | 0 | 0.98667 | 0 | Per cubic yard (Metro Brown)
| 11118 |  |  |  |  | Mobilization | 0 | 1 | 0 | Per mezzanine location
| 11119 |  |  |  |  | Supplies | 0 | 4 | 0 | Saw blades, pull string, etc
[6 empty] | Station Subtotal |  |  | 0
33 | 09400 | 1 | VAN DORN STREET | J02 | 094 | 1-1/2" Conduit | 0 | 0 | 0 | Per ft, GRS with accessories
| 09401 |  |  |  |  | CAT6 Cable | 0 | 300 | 0 | Per ft
| 09402 |  |  |  |  | MMFO Cable | 0 | 0 | 0 | Per ft + connectors
| 09403 |  |  |  |  | Cable #10 | 0 | 550 | 0 | Per ft #10; extra FG ckt
| 09404 |  |  |  |  | Cable #8 | 0 | 0 | 0 | Per ft #8
| 09405 |  |  |  |  | Distribut. Box | 0 | 1 | 0 | Under Kiosk floor (JB, LFMC, connectors)
| 09406 |  |  |  |  | Electr. Box | 0 | 1 | 0 | Other/genral wiring/pulling application
| 09407 |  |  |  |  | U/F Duct (new) | 0 | 0 | 0 | #4 duct / ft
| 09408 |  |  |  |  | U/F Duct (new) | 0 | 0 | 0 | #2 duct / ft
| 09409 |  |  |  |  | Duct Coupler | 0 | 0 | 0 | Straight section coupler
| 09410 |  |  |  |  | Duct HH/JB (new) | 0 | 0 | 0 | Per Piece /w cover
| 09411 |  |  |  |  | Duct Run Bend | 0 | 0 | 0 | Horizontal bend, sealant and/or other needed items
| 09412 |  |  |  |  | Duct Vertical Elbow | 0 | 0 | 0 | Vertical 90, sealant and/or other needed items
| 09413 |  |  |  |  | Duct Adapter | 0 | 0 | 0 | Conduit 2" "T" per faregate + 1" reducer (PWR duct also)
| 09414 |  |  |  |  | Quad-Outlet | 0 | 2 | 0 | 120V power + connectors
| 09415 |  |  |  |  | CAT6 module | 0 | 13 | 0 | CAT6 single-jack module, Ortronics part #OR-S21600
| 09416 |  |  |  |  | Outlet box | 0 | 13 | 0 | Surface-mount outlet box, Ortronics part #OR-404S21U
| 09417 |  |  |  |  | Concrete | 0 | 0 | 0 | Per cubic yard (Metro Brown)
| 09418 |  |  |  |  | Mobilization | 0 | 1 | 0 | Per mezzanine location
| 09419 |  |  |  |  | Supplies | 0 | 1 | 0 | Saw blades, pull string, etc
[6 empty] | Station Subtotal |  |  | 0
34 | 09500 | 1 | FRANCONIA-SPRINGFIELD | J03 | 095 | 1-1/2" Conduit | 0 | 0 | 0 | Per ft, GRS with accessories
| 09501 |  |  |  |  | CAT6 Cable | 0 | 570 | 0 | Per ft
| 09502 |  |  |  |  | MMFO Cable | 0 |  | 0 | Per ft + connectors
| 09503 |  |  |  |  | Cable #10 | 0 | 0 | 0 | Per ft #10; extra FG ckt
| 09504 |  |  |  |  | Cable #8 | 0 | 1200 | 0 | Per ft #8
| 09505 |  |  |  |  | Distribut. Box | 0 | 1 | 0 | Under Kiosk floor (JB, LFMC, connectors)
| 09506 |  |  |  |  | Electr. Box | 0 | 1 | 0 | Other/genral wiring/pulling application
| 09507 |  |  |  |  | U/F Duct (new) | 0 | 0 | 0 | #4 duct / ft
| 09508 |  |  |  |  | U/F Duct (new) | 0 | 0 | 0 | #2 duct / ft
| 09509 |  |  |  |  | Duct Coupler | 0 | 0 | 0 | Straight section coupler
| 09510 |  |  |  |  | Duct HH/JB (new) | 0 | 0 | 0 | Per Piece /w cover
| 09511 |  |  |  |  | Duct Run Bend | 0 | 0 | 0 | Horizontal bend, sealant and/or other needed items
| 09512 |  |  |  |  | Duct Vertical Elbow | 0 | 0 | 0 | Vertical 90, sealant and/or other needed items
| 09513 |  |  |  |  | Duct Adapter | 0 | 0 | 0 | Conduit 2" "T" per faregate + 1" reducer (PWR duct also)
| 09514 |  |  |  |  | Quad-Outlet | 0 | 2 | 0 | 120V power + connectors
| 09515 |  |  |  |  | CAT6 module | 0 | 23 | 0 | CAT6 single-jack module, Ortronics part #OR-S21600
| 09516 |  |  |  |  | Outlet box | 0 | 23 | 0 | Surface-mount outlet box, Ortronics part #OR-404S21U
| 09517 |  |  |  |  | Concrete | 0 | 0 | 0 | Per cubic yard (Metro Brown)
| 09518 |  |  |  |  | Mobilization | 0 | 1 | 0 | Per mezzanine location
| 09519 |  |  |  |  | Supplies | 0 | 1 | 0 | Saw blades, pull string, etc
[6 empty] | Station Subtotal |  |  | 0
35 | 09600 | 1 | COURT HOUSE | K01 | 096 | 1-1/2" Conduit | 0 | 0 | 0 | Per ft, GRS with accessories
| 09601 |  |  |  |  | CAT6 Cable | 0 | 350 | 0 | Per ft
| 09602 |  |  |  |  | MMFO Cable | 0 | 0 | 0 | Per ft + connectors
| 09603 |  |  |  |  | Cable #10 | 0 | 690 | 0 | Per ft #10; extra FG ckt
| 09604 |  |  |  |  | Cable #8 | 0 | 0 | 0 | Per ft #8
| 09605 |  |  |  |  | Distribut. Box | 0 | 1 | 0 | Under Kiosk floor (JB, LFMC, connectors)
| 09606 |  |  |  |  | Electr. Box | 0 | 1 | 0 | Other/genral wiring/pulling application
| 09607 |  |  |  |  | U/F Duct (new) | 0 | 0 | 0 | #4 duct / ft
| 09608 |  |  |  |  | U/F Duct (new) | 0 | 0 | 0 | #2 duct / ft
| 09609 |  |  |  |  | Duct Coupler | 0 | 0 | 0 | Straight section coupler
| 09610 |  |  |  |  | Duct HH/JB (new) | 0 | 0 | 0 | Per Piece /w cover
| 09611 |  |  |  |  | Duct Run Bend | 0 | 0 | 0 | Horizontal bend, sealant and/or other needed items
| 09612 |  |  |  |  | Duct Vertical Elbow | 0 | 0 | 0 | Vertical 90, sealant and/or other needed items
| 09613 |  |  |  |  | Duct Adapter | 0 | 0 | 0 | Conduit 2" "T" per faregate + 1" reducer (PWR duct also)
| 09614 |  |  |  |  | Quad-Outlet | 0 | 2 | 0 | 120V power + connectors
| 09615 |  |  |  |  | CAT6 module | 0 | 16 | 0 | CAT6 single-jack module, Ortronics part #OR-S21600
| 09616 |  |  |  |  | Outlet box | 0 | 16 | 0 | Surface-mount outlet box, Ortronics part #OR-404S21U
| 09617 |  |  |  |  | Concrete | 0 | 0 | 0 | Per cubic yard (Metro Brown)
| 09618 |  |  |  |  | Mobilization | 0 | 1 | 0 | Per mezzanine location
| 09619 |  |  |  |  | Supplies | 0 | 1 | 0 | Saw blades, pull string, etc
[6 empty] | Station Subtotal |  |  | 0
36 | 09700 | 1 | CLARENDON | K02 | 097 | 1-1/2" Conduit | 0 | 25 | 0 | Per ft, GRS with accessories
| 09701 |  |  |  |  | CAT6 Cable | 0 | 190 | 0 | Per ft
| 09702 |  |  |  |  | MMFO Cable | 0 | 0 | 0 | Per ft + connectors
| 09703 |  |  |  |  | Cable #10 | 0 | 0 | 0 | Per ft #10; extra FG ckt
| 09704 |  |  |  |  | Cable #8 | 0 | 1300 | 0 | Per ft #8
| 09705 |  |  |  |  | Distribut. Box | 0 | 1 | 0 | Under Kiosk floor (JB, LFMC, connectors)
| 09706 |  |  |  |  | Electr. Box | 0 | 3 | 0 | Other/genral wiring/pulling application
| 09707 |  |  |  |  | U/F Duct (new) | 0 | 0 | 0 | #4 duct / ft
| 09708 |  |  |  |  | U/F Duct (new) | 0 | 0 | 0 | #2 duct / ft
| 09709 |  |  |  |  | Duct Coupler | 0 | 0 | 0 | Straight section coupler
| 09710 |  |  |  |  | Duct HH/JB (new) | 0 | 0 | 0 | Per Piece /w cover
| 09711 |  |  |  |  | Duct Run Bend | 0 | 0 | 0 | Horizontal bend, sealant and/or other needed items
| 09712 |  |  |  |  | Duct Vertical Elbow | 0 | 0 | 0 | Vertical 90, sealant and/or other needed items
| 09713 |  |  |  |  | Duct Adapter | 0 | 0 | 0 | Conduit 2" "T" per faregate + 1" reducer (PWR duct also)
| 09714 |  |  |  |  | Quad-Outlet | 0 | 2 | 0 | 120V power + connectors
| 09715 |  |  |  |  | CAT6 module | 0 | 10 | 0 | CAT6 single-jack module, Ortronics part #OR-S21600
| 09716 |  |  |  |  | Outlet box | 0 | 10 | 0 | Surface-mount outlet box, Ortronics part #OR-404S21U
| 09717 |  |  |  |  | Concrete | 0 | 0 | 0 | Per cubic yard (Metro Brown)
| 09718 |  |  |  |  | Mobilization | 0 | 1 | 0 | Per mezzanine location
| 09719 |  |  |  |  | Supplies | 0 | 2 | 0 | Saw blades, pull string, etc
[6 empty] | Station Subtotal |  |  | 0
37 | 09800 | 1 | VIRGINIA SQUARE | K03 | 098 | 1-1/2" Conduit | 0 | 0 | 0 | Per ft, GRS with accessories
| 09801 |  |  |  |  | CAT6 Cable | 0 | 290 | 0 | Per ft
| 09802 |  |  |  |  | MMFO Cable | 0 | 0 | 0 | Per ft + connectors
| 09803 |  |  |  |  | Cable #10 | 0 | 1100 | 0 | Per ft #10; extra FG ckt
| 09804 |  |  |  |  | Cable #8 | 0 | 0 | 0 | Per ft #8
| 09805 |  |  |  |  | Distribut. Box | 0 | 1 | 0 | Under Kiosk floor (JB, LFMC, connectors)
| 09806 |  |  |  |  | Electr. Box | 0 | 2 | 0 | Other/genral wiring/pulling application
| 09807 |  |  |  |  | U/F Duct (new) | 0 | 0 | 0 | #4 duct / ft
| 09808 |  |  |  |  | U/F Duct (new) | 0 | 0 | 0 | #2 duct / ft
| 09809 |  |  |  |  | Duct Coupler | 0 | 0 | 0 | Straight section coupler
| 09810 |  |  |  |  | Duct HH/JB (new) | 0 | 0 | 0 | Per Piece /w cover
| 09811 |  |  |  |  | Duct Run Bend | 0 | 0 | 0 | Horizontal bend, sealant and/or other needed items
| 09812 |  |  |  |  | Duct Vertical Elbow | 0 | 0 | 0 | Vertical 90, sealant and/or other needed items
| 09813 |  |  |  |  | Duct Adapter | 0 | 0 | 0 | Conduit 2" "T" per faregate + 1" reducer (PWR duct also)
| 09814 |  |  |  |  | Quad-Outlet | 0 | 2 | 0 | 120V power + connectors
| 09815 |  |  |  |  | CAT6 module | 0 | 13 | 0 | CAT6 single-jack module, Ortronics part #OR-S21600
| 09816 |  |  |  |  | Outlet box | 0 | 13 | 0 | Surface-mount outlet box, Ortronics part #OR-404S21U
| 09817 |  |  |  |  | Concrete | 0 | 0 | 0 | Per cubic yard (Metro Brown)
| 09818 |  |  |  |  | Mobilization | 0 | 1 | 0 | Per mezzanine location
| 09819 |  |  |  |  | Supplies | 0 | 2 | 0 | Saw blades, pull string, etc
[6 empty] | Station Subtotal |  |  | 0
38 | 10000 | 1 | EAST FALLS CHURCH | K05 | 100 | 1-1/2" Conduit | 0 | 0 | 0 | Per ft, GRS with accessories
| 10001 |  |  |  |  | CAT6 Cable | 0 | 390 | 0 | Per ft
| 10002 |  |  |  |  | MMFO Cable | 0 | 0 | 0 | Per ft + connectors
| 10003 |  |  |  |  | Cable #10 | 0 | 1200 | 0 | Per ft #10; extra FG ckt
| 10004 |  |  |  |  | Cable #8 | 0 | 0 | 0 | Per ft #8
| 10005 |  |  |  |  | Distribut. Box | 0 | 1 | 0 | Under Kiosk floor (JB, LFMC, connectors)
| 10006 |  |  |  |  | Electr. Box | 0 | 2 | 0 | Other/genral wiring/pulling application
| 10007 |  |  |  |  | U/F Duct (new) | 0 | 0 | 0 | #4 duct / ft
| 10008 |  |  |  |  | U/F Duct (new) | 0 | 0 | 0 | #2 duct / ft
| 10009 |  |  |  |  | Duct Coupler | 0 | 0 | 0 | Straight section coupler
| 10010 |  |  |  |  | Duct HH/JB (new) | 0 | 0 | 0 | Per Piece /w cover
| 10011 |  |  |  |  | Duct Run Bend | 0 | 0 | 0 | Horizontal bend, sealant and/or other needed items
| 10012 |  |  |  |  | Duct Vertical Elbow | 0 | 0 | 0 | Vertical 90, sealant and/or other needed items
| 10013 |  |  |  |  | Duct Adapter | 0 | 0 | 0 | Conduit 2" "T" per faregate + 1" reducer (PWR duct also)
| 10014 |  |  |  |  | Quad-Outlet | 0 | 2 | 0 | 120V power + connectors
| 10015 |  |  |  |  | CAT6 module | 0 | 15 | 0 | CAT6 single-jack module, Ortronics part #OR-S21600
| 10016 |  |  |  |  | Outlet box | 0 | 15 | 0 | Surface-mount outlet box, Ortronics part #OR-404S21U
| 10017 |  |  |  |  | Concrete | 0 | 0 | 0 | Per cubic yard (Metro Brown)
| 10018 |  |  |  |  | Mobilization | 0 | 1 | 0 | Per mezzanine location
| 10019 |  |  |  |  | Supplies | 0 | 1 | 0 | Saw blades, pull string, etc
[6 empty] | Station Subtotal |  |  | 0
39 | 10100 | 1 | WEST FALLS CHURCH | K06 | 101 | 1-1/2" Conduit | 0 | 100 | 0 | Per ft, GRS with accessories
| 10101 |  |  |  |  | CAT6 Cable | 0 | 390 | 0 | Per ft
| 10102 |  |  |  |  | MMFO Cable | 0 | 0 | 0 | Per ft + connectors
| 10103 |  |  |  |  | Cable #10 | 0 | 900 | 0 | Per ft #10; extra FG ckt
| 10104 |  |  |  |  | Cable #8 | 0 | 0 | 0 | Per ft #8
| 10105 |  |  |  |  | Distribut. Box | 0 | 1 | 0 | Under Kiosk floor (JB, LFMC, connectors)
| 10106 |  |  |  |  | Electr. Box | 0 | 2 | 0 | Other/genral wiring/pulling application
| 10107 |  |  |  |  | U/F Duct (new) | 0 | 0 | 0 | #4 duct / ft
| 10108 |  |  |  |  | U/F Duct (new) | 0 | 0 | 0 | #2 duct / ft
| 10109 |  |  |  |  | Duct Coupler | 0 | 0 | 0 | Straight section coupler
| 10110 |  |  |  |  | Duct HH/JB (new) | 0 | 0 | 0 | Per Piece /w cover
| 10111 |  |  |  |  | Duct Run Bend | 0 | 0 | 0 | Horizontal bend, sealant and/or other needed items
| 10112 |  |  |  |  | Duct Vertical Elbow | 0 | 0 | 0 | Vertical 90, sealant and/or other needed items
| 10113 |  |  |  |  | Duct Adapter | 0 | 0 | 0 | Conduit 2" "T" per faregate + 1" reducer (PWR duct also)
| 10114 |  |  |  |  | Quad-Outlet | 0 | 2 | 0 | 120V power + connectors
| 10115 |  |  |  |  | CAT6 module | 0 | 16 | 0 | CAT6 single-jack module, Ortronics part #OR-S21600
| 10116 |  |  |  |  | Outlet box | 0 | 16 | 0 | Surface-mount outlet box, Ortronics part #OR-404S21U
| 10117 |  |  |  |  | Concrete | 0 | 0 | 0 | Per cubic yard (Metro Brown)
| 10118 |  |  |  |  | Mobilization | 0 | 1 | 0 | Per mezzanine location
| 10119 |  |  |  |  | Supplies | 0 | 1 | 0 | Saw blades, pull string, etc
[6 empty] | Station Subtotal |  |  | 0
40 | 10200 | 1 | DUNN LORING | K07 | 102 | 1-1/2" Conduit | 0 | 40 | 0 | Per ft, GRS with accessories
| 10201 |  |  |  |  | CAT6 Cable | 0 | 440 | 0 | Per ft
| 10202 |  |  |  |  | MMFO Cable | 0 | 0 | 0 | Per ft + connectors
| 10203 |  |  |  |  | Cable #10 | 0 | 460 | 0 | Per ft #10; extra FG ckt
| 10204 |  |  |  |  | Cable #8 | 0 | 0 | 0 | Per ft #8
| 10205 |  |  |  |  | Distribut. Box | 0 | 1 | 0 | Under Kiosk floor (JB, LFMC, connectors)
| 10206 |  |  |  |  | Electr. Box | 0 | 1 | 0 | Other/genral wiring/pulling application
| 10207 |  |  |  |  | U/F Duct (new) | 0 | 0 | 0 | #4 duct / ft
| 10208 |  |  |  |  | U/F Duct (new) | 0 | 0 | 0 | #2 duct / ft
| 10209 |  |  |  |  | Duct Coupler | 0 | 0 | 0 | Straight section coupler
| 10210 |  |  |  |  | Duct HH/JB (new) | 0 | 0 | 0 | Per Piece /w cover
| 10211 |  |  |  |  | Duct Run Bend | 0 | 0 | 0 | Horizontal bend, sealant and/or other needed items
| 10212 |  |  |  |  | Duct Vertical Elbow | 0 | 0 | 0 | Vertical 90, sealant and/or other needed items
| 10213 |  |  |  |  | Duct Adapter | 0 | 0 | 0 | Conduit 2" "T" per faregate + 1" reducer (PWR duct also)
| 10214 |  |  |  |  | Quad-Outlet | 0 | 2 | 0 | 120V power + connectors
| 10215 |  |  |  |  | CAT6 module | 0 | 16 | 0 | CAT6 single-jack module, Ortronics part #OR-S21600
| 10216 |  |  |  |  | Outlet box | 0 | 16 | 0 | Surface-mount outlet box, Ortronics part #OR-404S21U
| 10217 |  |  |  |  | Concrete | 0 | 0 | 0 | Per cubic yard (Metro Brown)
| 10218 |  |  |  |  | Mobilization | 0 | 1 | 0 | Per mezzanine location
| 10219 |  |  |  |  | Supplies | 0 | 2 | 0 | Saw blades, pull string, etc
[6 empty] | Station Subtotal |  |  | 0
41 | 10300 | 1 | VIENNA | K08 | 103 | 1-1/2" Conduit | 0 | 150 | 0 | Per ft, GRS with accessories
| 10301 |  |  |  |  | CAT6 Cable | 0 | 650 | 0 | Per ft
| 10302 |  |  |  |  | MMFO Cable | 0 | 0 | 0 | Per ft + connectors
| 10303 |  |  |  |  | Cable #10 | 0 | 0 | 0 | Per ft #10; extra FG ckt
| 10304 |  |  |  |  | Cable #8 | 0 | 1100 | 0 | Per ft #8
| 10305 |  |  |  |  | Distribut. Box | 0 | 1 | 0 | Under Kiosk floor (JB, LFMC, connectors)
| 10306 |  |  |  |  | Electr. Box | 0 | 2 | 0 | Other/genral wiring/pulling application
| 10307 |  |  |  |  | U/F Duct (new) | 0 | 50 | 0 | #4 duct / ft
| 10308 |  |  |  |  | U/F Duct (new) | 0 | 40 | 0 | #2 duct / ft
| 10309 |  |  |  |  | Duct Coupler | 0 | 0 | 0 | Straight section coupler
| 10310 |  |  |  |  | Duct HH/JB (new) | 0 | 14 | 0 | Per Piece /w cover
| 10311 |  |  |  |  | Duct Run Bend | 0 | 0 | 0 | Horizontal bend, sealant and/or other needed items
| 10312 |  |  |  |  | Duct Vertical Elbow | 0 | 0 | 0 | Vertical 90, sealant and/or other needed items
| 10313 |  |  |  |  | Duct Adapter | 0 | 12 | 0 | Conduit 2" "T" per faregate + 1" reducer (PWR duct also)
| 10314 |  |  |  |  | Quad-Outlet | 0 | 2 | 0 | 120V power + connectors
| 10315 |  |  |  |  | CAT6 module | 0 | 25 | 0 | CAT6 single-jack module, Ortronics part #OR-S21600
| 10316 |  |  |  |  | Outlet box | 0 | 25 | 0 | Surface-mount outlet box, Ortronics part #OR-404S21U
| 10317 |  |  |  |  | Concrete | 0 | 1.11 | 0 | Per cubic yard (Metro Brown)
| 10318 |  |  |  |  | Mobilization | 0 | 1 | 0 | Per mezzanine location
| 10319 |  |  |  |  | Supplies | 0 | 4 | 0 | Saw blades, pull string, etc
[6 empty] | Station Subtotal |  |  | 0
42 | 04500 | 1 | CRYSTAL CITY | C09 | 045 | 1-1/2" Conduit | 0 | 0 | 0 | Per ft, GRS with accessories
| 04501 |  |  |  |  | CAT6 Cable | 0 | 500 | 0 | Per ft
| 04502 |  |  |  |  | MMFO Cable | 0 | 0 | 0 | Per ft + connectors
| 04503 |  |  |  |  | Cable #10 | 0 | 0 | 0 | Per ft #10
| 04504 |  |  |  |  | Cable #8 | 0 | 1200 | 0 | Per ft #8
| 04505 |  |  |  |  | Distribut. Box | 0 | 1 | 0 | Under Kiosk floor (JB, LFMC, connectors)
| 04506 |  |  |  |  | Electr. Box | 0 | 2 | 0 | Other/genral wiring/pulling application
| 04507 |  |  |  |  | U/F Duct (new) | 0 | 0 | 0 | #4 duct / ft
| 04508 |  |  |  |  | U/F Duct (new) | 0 | 0 | 0 | #2 duct / ft
| 04509 |  |  |  |  | Duct Coupler | 0 | 0 | 0 | Straight section coupler
| 04510 |  |  |  |  | Duct HH/JB (new) | 0 | 0 | 0 | Per Piece /w cover
| 04511 |  |  |  |  | Duct Run Bend | 0 | 0 | 0 | Horizontal bend, sealant and/or other needed items
| 04512 |  |  |  |  | Duct Vertical Elbow | 0 | 0 | 0 | Vertical 90, sealant and/or other needed items
| 04513 |  |  |  |  | Duct Adapter | 0 | 0 | 0 | Conduit 2" "T" per faregate + 1" reducer (PWR duct also)
| 04514 |  |  |  |  | Quad-Outlet | 0 | 2 | 0 | 120V power + connectors
| 04515 |  |  |  |  | CAT6 module | 0 | 24 | 0 | CAT6 single-jack module, Ortronics part #OR-S21600
| 04516 |  |  |  |  | Outlet box | 0 | 24 | 0 | Surface-mount outlet box, Ortronics part #OR-404S21U
| 04517 |  |  |  |  | Concrete | 0 | 0 | 0 | Per cubic yard (Metro Brown)
| 04518 |  |  |  |  | Mobilization | 0 | 1 | 0 | Per mezzanine location + scaffold
| 04519 |  |  |  |  | Supplies | 0 | 2 | 0 | Saw blades, pull string, etc
[6 empty] | Station Subtotal |  |  | 0
43 | 04600 | 1 | REAGAN NATIONAL AIRPORT (SOUTH MEZZ) | C10 | 046 | 1-1/2" Conduit | 0 | 0 | 0 | Per ft, GRS with accessories
| 04601 |  |  |  |  | CAT6 Cable | 0 | 400 | 0 | Per ft
| 04602 |  |  |  |  | MMFO Cable | 0 | 0 | 0 | Per ft + connectors
| 04603 |  |  |  |  | Cable #10 | 0 | 0 | 0 | Per ft #10
| 04604 |  |  |  |  | Cable #8 | 0 | 1300 | 0 | Per ft #8
| 04605 |  |  |  |  | Distribut. Box | 0 | 1 | 0 | Under Kiosk floor (JB, LFMC, connectors)
| 04606 |  |  |  |  | Electr. Box | 0 | 2 | 0 | Other/genral wiring/pulling application
| 04607 |  |  |  |  | U/F Duct (new) | 0 | 0 | 0 | #4 duct / ft
| 04608 |  |  |  |  | U/F Duct (new) | 0 | 0 | 0 | #2 duct / ft
| 04609 |  |  |  |  | Duct Coupler | 0 | 0 | 0 | Straight section coupler
| 04610 |  |  |  |  | Duct HH/JB (new) | 0 | 0 | 0 | Per Piece /w cover
| 04611 |  |  |  |  | Duct Run Bend | 0 | 0 | 0 | Horizontal bend, sealant and/or other needed items
| 04612 |  |  |  |  | Duct Vertical Elbow | 0 | 0 | 0 | Vertical 90, sealant and/or other needed items
| 04613 |  |  |  |  | Duct Adapter | 0 | 0 | 0 | Conduit 2" "T" per faregate + 1" reducer (PWR duct also)
| 04614 |  |  |  |  | Quad-Outlet | 0 | 2 | 0 | 120V power + connectors
| 04615 |  |  |  |  | CAT6 module | 0 | 18 | 0 | CAT6 single-jack module, Ortronics part #OR-S21600
| 04616 |  |  |  |  | Outlet box | 0 | 18 | 0 | Surface-mount outlet box, Ortronics part #OR-404S21U
| 04617 |  |  |  |  | Concrete | 0 | 0 | 0 | Per cubic yard (Metro Brown)
| 04618 |  |  |  |  | Mobilization | 0 | 1 | 0 | Per mezzanine location + scaffold
| 04619 |  |  |  |  | Supplies | 0 | 3 | 0 | Saw blades, pull string, etc
[6 empty] | Station Subtotal |  |  | 0
44 | 09300 | 1 | REAGAN NATIONAL AIRPORT (NORTH MEZZ) | C10 | 093 | 1-1/2" Conduit | 0 | 0 | 0 | Per ft, GRS with accessories
| 09301 |  |  |  |  | CAT6 Cable | 0 | 550 | 0 | Per ft
| 09302 |  |  |  |  | MMFO Cable | 0 | 0 | 0 | Per ft + connectors
| 09303 |  |  |  |  | Cable #10 | 0 | 1100 | 0 | Per ft #10; extra FG ckt
| 09304 |  |  |  |  | Cable #8 | 0 | 0 | 0 | Per ft #8
| 09305 |  |  |  |  | Distribut. Box | 0 | 1 | 0 | Under Kiosk floor (JB, LFMC, connectors)
| 09306 |  |  |  |  | Electr. Box | 0 | 3 | 0 | Other/genral wiring/pulling application
| 09307 |  |  |  |  | U/F Duct (new) | 0 | 0 | 0 | #4 duct / ft
| 09308 |  |  |  |  | U/F Duct (new) | 0 | 0 | 0 | #2 duct / ft
| 09309 |  |  |  |  | Duct Coupler | 0 | 0 | 0 | Straight section coupler
| 09310 |  |  |  |  | Duct HH/JB (new) | 0 | 0 | 0 | Per Piece /w cover
| 09311 |  |  |  |  | Duct Run Bend | 0 | 0 | 0 | Horizontal bend, sealant and/or other needed items
| 09312 |  |  |  |  | Duct Vertical Elbow | 0 | 0 | 0 | Vertical 90, sealant and/or other needed items
| 09313 |  |  |  |  | Duct Adapter | 0 | 0 | 0 | Conduit 2" "T" per faregate + 1" reducer (PWR duct also)
| 09314 |  |  |  |  | Quad-Outlet | 0 | 2 | 0 | 120V power + connectors
| 09315 |  |  |  |  | CAT6 module | 0 | 22 | 0 | CAT6 single-jack module, Ortronics part #OR-S21600
| 09316 |  |  |  |  | Outlet box | 0 | 22 | 0 | Surface-mount outlet box, Ortronics part #OR-404S21U
| 09317 |  |  |  |  | Concrete | 0 | 0 | 0 | Per cubic yard (Metro Brown)
| 09318 |  |  |  |  | Mobilization | 0 | 1 | 0 | Per mezzanine location
| 09319 |  |  |  |  | Supplies | 0 | 4 | 0 | Saw blades, pull string, etc
[6 empty] | Station Subtotal |  |  | 0
45 | 093M00 | 1 | REAGAN NATIONAL AIRPORT (MINI MEZZ) | C10 | 093M | CAT6 Cable | 0 | 200 | 0 | Per ft
| 093M01 |  |  |  |  | MMFO Cable | 0 | 700 | 0 | Per ft + connectors
| 093M02 |  |  |  |  | Fiber Field Housing | 0 | 1 | 0 | Fib-or-cop fiber housing with adapter and module
| 093M03 |  |  |  |  | Misc supplies | 0 | 1 | 0 | Connectors, fiber cleaning materials , jumpers etc
| 093M04 |  |  |  |  | Pull string | 0 | 1000 | 0 | Pull String 500lb rated
| 093M05 |  |  |  |  | Switch and SFP | 0 | 1 | 0 | Switch and SFP module
| 093M06 |  |  |  |  | CAT6 module | 0 | 6 | 0 | CAT6 single-jack module, Ortronics part #OR-S21600
| 093M07 |  |  |  |  | Outlet box | 0 | 6 | 0 | Surface-mount outlet box, Ortronics part #OR-404S21U
| 093M08 |  |  |  |  | Concrete | 0 |  | 0 | Per cubic yard (Metro Brown)
| 093M09 |  |  |  |  | Mobilization | 0 | 1 | 0 | Per mezzanine location
| 093M10 |  |  |  |  | Supplies | 0 | 2 | 0 | Misc equipment, lubricants
[6 empty] | Station Subtotal |  |  | 0
46 | 04700 | 1 | BRADDOCK ROAD | C12 | 047 | 1-1/2" Conduit | 0 | 89 | 0 | Per ft, GRS with accessories
| 04701 |  |  |  |  | CAT6 Cable | 0 | 300 | 0 | Per ft
| 04702 |  |  |  |  | MMFO Cable | 0 | 0 | 0 | Per ft + connectors
| 04703 |  |  |  |  | Cable #10 | 0 | 0 | 0 | Per ft #10
| 04704 |  |  |  |  | Cable #8 | 0 | 1500 | 0 | Per ft #8
| 04705 |  |  |  |  | Distribut. Box | 0 | 1 | 0 | Under Kiosk floor (JB, LFMC, connectors)
| 04706 |  |  |  |  | Electr. Box | 0 | 1 | 0 | Other/genral wiring/pulling application
| 04707 |  |  |  |  | U/F Duct (new) | 0 | 50 | 0 | #4 duct / ft
| 04708 |  |  |  |  | U/F Duct (new) | 0 | 0 | 0 | #2 duct / ft
| 04709 |  |  |  |  | Duct Coupler | 0 | 5 | 0 | Straight section coupler
| 04710 |  |  |  |  | Duct HH/JB (new) | 0 | 2 | 0 | Per Piece /w cover
| 04711 |  |  |  |  | Duct Run Bend | 0 | 0 | 0 | Horizontal bend, sealant and/or other needed items
| 04712 |  |  |  |  | Duct Vertical Elbow | 0 | 1 | 0 | Vertical 90, sealant and/or other needed items
| 04713 |  |  |  |  | Duct Adapter | 0 | 1 | 0 | Conduit 2" "T" per faregate + 1" reducer (PWR duct also)
| 04714 |  |  |  |  | Quad-Outlet | 0 | 2 | 0 | 120V power + connectors
| 04715 |  |  |  |  | CAT6 module | 0 | 13 | 0 | CAT6 single-jack module, Ortronics part #OR-S21600
| 04716 |  |  |  |  | Outlet box | 0 | 13 | 0 | Surface-mount outlet box, Ortronics part #OR-404S21U
| 04717 |  |  |  |  | Concrete | 0 | 0.61111 | 0 | Per cubic yard (Metro Brown)
| 04718 |  |  |  |  | Mobilization | 0 | 1 | 0 | Per mezzanine location + scaffold
| 04719 |  |  |  |  | Supplies | 0 | 2 | 0 | Saw blades, pull string, etc
[6 empty] | Station Subtotal |  |  | 0
47 | 04800 | 1 | KING STREET-OLD TOWN (SOUTH MEZZ) | C13 | 048 | 1-1/2" Conduit | 0 | 70 | 0 | Per ft, GRS with accessories
| 04801 |  |  |  |  | CAT6 Cable | 0 | 750 | 0 | Per ft
| 04802 |  |  |  |  | MMFO Cable | 0 | 0 | 0 | Per ft + connectors
| 04803 |  |  |  |  | Cable #10 | 0 | 0 | 0 | Per ft #10
| 04804 |  |  |  |  | Cable #8 | 0 | 1500 | 0 | Per ft #8
| 04805 |  |  |  |  | Distribut. Box | 0 | 1 | 0 | Under Kiosk floor (JB, LFMC, connectors)
| 04806 |  |  |  |  | Electr. Box | 0 | 2 | 0 | Other/genral wiring/pulling application
| 04807 |  |  |  |  | U/F Duct (new) | 0 | 120 | 0 | #4 duct / ft
| 04808 |  |  |  |  | U/F Duct (new) | 0 | 0 | 0 | #2 duct / ft
| 04809 |  |  |  |  | Duct Coupler | 0 | 12 | 0 | Straight section coupler
| 04810 |  |  |  |  | Duct HH/JB (new) | 0 | 6 | 0 | Per Piece /w cover
| 04811 |  |  |  |  | Duct Run Bend | 0 | 3 | 0 | Horizontal bend, sealant and/or other needed items
| 04812 |  |  |  |  | Duct Vertical Elbow | 0 | 1 | 0 | Vertical 90, sealant and/or other needed items
| 04813 |  |  |  |  | Duct Adapter | 0 | 1 | 0 | Conduit 2" "T" per faregate + 1" reducer (PWR duct also)
| 04814 |  |  |  |  | Quad-Outlet | 0 | 2 | 0 | 120V power + connectors
| 04815 |  |  |  |  | CAT6 module | 0 | 20 | 0 | CAT6 single-jack module, Ortronics part #OR-S21600
| 04816 |  |  |  |  | Outlet box | 0 | 20 | 0 | Surface-mount outlet box, Ortronics part #OR-404S21U
| 04817 |  |  |  |  | Concrete | 0 | 1.4667 | 0 | Per cubic yard (Metro Brown)
| 04818 |  |  |  |  | Mobilization | 0 | 1 | 0 | Per mezzanine location + scaffold
| 04819 |  |  |  |  | Supplies | 0 | 5 | 0 | Saw blades, pull string, etc
[6 empty] | Station Subtotal |  |  | 0
48 | 048M00 | 1 | KING STREET-OLD TOWN (NEW ENTRANCE) | C13 | 048M | CAT6 Cable | 0 | 700 | 0 | Per ft
| 048M01 |  |  |  |  | MMFO Cable | 0 | 330 | 0 | Per ft + connectors
| 048M02 |  |  |  |  | Fiber Field Housing | 0 | 1 | 0 | Fib-or-cop fiber housing with adapter and module
| 048M03 |  |  |  |  | Misc supplies | 0 | 2 | 0 | Connectors, fiber cleaning materials , jumpers etc
| 048M04 |  |  |  |  | Pull string | 0 | 1200 | 0 | Pull String 500lb rated
| 048M05 |  |  |  |  | Switch and SFP | 0 | 1 | 0 | Switch and SFP module
| 048M06 |  |  |  |  | CAT6 module | 0 | 7 | 0 | CAT6 single-jack module, Ortronics part #OR-S21600
| 048M07 |  |  |  |  | Outlet box | 0 | 7 | 0 | Surface-mount outlet box, Ortronics part #OR-404S21U
| 048M08 |  |  |  |  | Concrete | 0 |  | 0 | Per cubic yard (Metro Brown)
| 048M09 |  |  |  |  | Mobilization | 0 | 1 | 0 | Per mezzanine location
| 048M10 |  |  |  |  | Supplies | 0 | 2 | 0 | Misc equipment, lubricants
[6 empty] | Station Subtotal |  |  | 0
49 | 11200 | 1 | KING STREET-OLD TOWN (NORTH MEZZ) | C13 | 112 | 1-1/2" Conduit | 0 | 0 | 0 | Per ft, GRS with accessories
| 11201 |  |  |  |  | CAT6 Cable | 0 | 200 | 0 | Per ft
| 11202 |  |  |  |  | MMFO Cable | 0 |  | 0 | Per ft + connectors
| 11203 |  |  |  |  | Cable #10 | 0 | 1000 | 0 | Per ft #10; extra FG ckt
| 11204 |  |  |  |  | Cable #8 | 0 | 0 | 0 | Per ft #8
| 11205 |  |  |  |  | Distribut. Box | 0 | 1 | 0 | Under Kiosk floor (JB, LFMC, connectors)
| 11206 |  |  |  |  | Electr. Box | 0 | 2 | 0 | Other/genral wiring/pulling application
| 11207 |  |  |  |  | U/F Duct (new) | 0 | 0 | 0 | #4 duct / ft
| 11208 |  |  |  |  | U/F Duct (new) | 0 | 0 | 0 | #2 duct / ft
| 11209 |  |  |  |  | Duct Coupler | 0 | 0 | 0 | Straight section coupler
| 11210 |  |  |  |  | Duct HH/JB (new) | 0 | 0 | 0 | Per Piece /w cover
| 11211 |  |  |  |  | Duct Run Bend | 0 | 0 | 0 | Horizontal bend, sealant and/or other needed items
| 11212 |  |  |  |  | Duct Vertical Elbow | 0 | 0 | 0 | Vertical 90, sealant and/or other needed items
| 11213 |  |  |  |  | Duct Adapter | 0 | 0 | 0 | Conduit 2" "T" per faregate + 1" reducer (PWR duct also)
| 11214 |  |  |  |  | Quad-Outlet | 0 | 2 | 0 | 120V power + connectors
| 11215 |  |  |  |  | CAT6 module | 0 | 8 | 0 | CAT6 single-jack module, Ortronics part #OR-S21600
| 11216 |  |  |  |  | Outlet box | 0 | 8 | 0 | Surface-mount outlet box, Ortronics part #OR-404S21U
| 11217 |  |  |  |  | Concrete | 0 | 0 | 0 | Per cubic yard (Metro Brown)
| 11218 |  |  |  |  | Mobilization | 0 | 1 | 0 | Per mezzanine location
| 11219 |  |  |  |  | Supplies | 0 | 1 | 0 | Saw blades, pull string, etc
[6 empty] | Station Subtotal |  |  | 0
50 | 05000 | 1 | HUNTINGTON (NORTH MEZZANINE) | C15 | 050 | 1-1/2" Conduit | 0 | 90 | 0 | Per ft, GRS with accessories
| 05001 |  |  |  |  | CAT6 Cable | 0 | 300 | 0 | Per ft
| 05002 |  |  |  |  | MMFO Cable | 0 | 0 | 0 | Per ft + connectors
| 05003 |  |  |  |  | Cable #10 | 0 | 0 | 0 | Per ft #10
| 05004 |  |  |  |  | Cable #8 | 0 | 1300 | 0 | Per ft #8
| 05005 |  |  |  |  | Distribut. Box | 0 | 1 | 0 | Under Kiosk floor (JB, LFMC, connectors)
| 05006 |  |  |  |  | Electr. Box | 0 | 2 | 0 | Other/genral wiring/pulling application
| 05007 |  |  |  |  | U/F Duct (new) | 0 | 50 | 0 | #4 duct / ft
| 05008 |  |  |  |  | U/F Duct (new) | 0 | 30 | 0 | #2 duct / ft
| 05009 |  |  |  |  | Duct Coupler | 0 | 5 | 0 | Straight section coupler
| 05010 |  |  |  |  | Duct HH/JB (new) | 0 | 2 | 0 | Per Piece /w cover
| 05011 |  |  |  |  | Duct Run Bend | 0 | 2 | 0 | Horizontal bend, sealant and/or other needed items
| 05012 |  |  |  |  | Duct Vertical Elbow | 0 | 1 | 0 | Vertical 90, sealant and/or other needed items
| 05013 |  |  |  |  | Duct Adapter | 0 | 14 | 0 | Conduit 2" "T" per faregate + 1" reducer (PWR duct also)
| 05014 |  |  |  |  | Quad-Outlet | 0 | 2 | 0 | 120V power + connectors
| 05015 |  |  |  |  | CAT6 module | 0 | 14 | 0 | CAT6 single-jack module, Ortronics part #OR-S21600
| 05016 |  |  |  |  | Outlet box | 0 | 14 | 0 | Surface-mount outlet box, Ortronics part #OR-404S21U
| 05017 |  |  |  |  | Concrete | 0 | 0.97778 | 0 | Per cubic yard (Metro Brown)
| 05018 |  |  |  |  | Mobilization | 0 | 1 | 0 | Per mezzanine location
| 05019 |  |  |  |  | Supplies | 0 | 5 | 0 | Saw blades, pull string, etc
[6 empty] | Station Subtotal |  |  | 0
51 | 05100 | 1 | HUNTINGTON (SOUTH MEZZANINE) | C15 | 051 | 1-1/2" Conduit | 0 | 0 | 0 | Per ft, GRS with accessories
| 05101 |  |  |  |  | CAT6 Cable | 0 | 300 | 0 | Per ft
| 05102 |  |  |  |  | MMFO Cable | 0 | 0 | 0 | Per ft + connectors
| 05103 |  |  |  |  | Cable #10 | 0 | 960 | 0 | Per ft #10
| 05104 |  |  |  |  | Cable #8 | 0 | 0 | 0 | Per ft #8
| 05105 |  |  |  |  | Distribut. Box | 0 | 1 | 0 | Under Kiosk floor (JB, LFMC, connectors)
| 05106 |  |  |  |  | Electr. Box | 0 | 0 | 0 | Other/genral wiring/pulling application
| 05107 |  |  |  |  | U/F Duct (new) | 0 | 0 | 0 | #4 duct / ft
| 05108 |  |  |  |  | U/F Duct (new) | 0 | 0 | 0 | #2 duct / ft
| 05109 |  |  |  |  | Duct Coupler | 0 | 0 | 0 | Straight section coupler
| 05110 |  |  |  |  | Duct HH/JB (new) | 0 | 0 | 0 | Per Piece /w cover
| 05111 |  |  |  |  | Duct Run Bend | 0 | 0 | 0 | Horizontal bend, sealant and/or other needed items
| 05112 |  |  |  |  | Duct Vertical Elbow | 0 | 0 | 0 | Vertical 90, sealant and/or other needed items
| 05113 |  |  |  |  | Duct Adapter | 0 | 0 | 0 | Conduit 2" "T" per faregate + 1" reducer (PWR duct also)
| 05114 |  |  |  |  | Quad-Outlet | 0 | 2 | 0 | 120V power + connectors
| 05115 |  |  |  |  | CAT6 module | 0 | 13 | 0 | CAT6 single-jack module, Ortronics part #OR-S21600
| 05116 |  |  |  |  | Outlet box | 0 | 13 | 0 | Surface-mount outlet box, Ortronics part #OR-404S21U
| 05117 |  |  |  |  | Concrete | 0 | 0 | 0 | Per cubic yard (Metro Brown)
| 05118 |  |  |  |  | Mobilization | 0 | 1 | 0 | Per mezzanine location
| 05119 |  |  |  |  | Supplies | 0 | 1 | 0 | Saw blades, pull string, etc
[6 empty] | Station Subtotal |  |  | 0
52 | 07000 | 1 | MOUNT VERNON SQUARE | E01 | 070 | 1-1/2" Conduit | 0 | 190 | 0 | Per ft, GRS with accessories
| 07001 |  |  |  |  | CAT6 Cable | 0 | 450 | 0 | Per ft
| 07002 |  |  |  |  | MMFO Cable | 0 | 0 | 0 | Per ft + connectors
| 07003 |  |  |  |  | Cable #10 | 0 | 0 | 0 | Per ft #10
| 07004 |  |  |  |  | Cable #8 | 0 | 1500 | 0 | Per ft #8
| 07005 |  |  |  |  | Distribut. Box | 0 | 1 | 0 | Under Kiosk floor (JB, LFMC, connectors)
| 07006 |  |  |  |  | Electr. Box | 0 | 3 | 0 | Other/genral wiring/pulling application
| 07007 |  |  |  |  | U/F Duct (new) | 0 | 0 | 0 | #4 duct / ft
| 07008 |  |  |  |  | U/F Duct (new) | 0 | 0 | 0 | #2 duct / ft
| 07009 |  |  |  |  | Duct Coupler | 0 | 0 | 0 | Straight section coupler
| 07010 |  |  |  |  | Duct HH/JB (new) | 0 | 0 | 0 | Per Piece /w cover
| 07011 |  |  |  |  | Duct Run Bend | 0 | 0 | 0 | Horizontal bend, sealant and/or other needed items
| 07012 |  |  |  |  | Duct Vertical Elbow | 0 | 0 | 0 | Vertical 90, sealant and/or other needed items
| 07013 |  |  |  |  | Duct Adapter | 0 | 0 | 0 | Conduit 2" "T" per faregate + 1" reducer (PWR duct also)
| 07014 |  |  |  |  | Quad-Outlet | 0 | 2 | 0 | 120V power + connectors
| 07015 |  |  |  |  | CAT6 module | 0 | 17 | 0 | CAT6 single-jack module, Ortronics part #OR-S21600
| 07016 |  |  |  |  | Outlet box | 0 | 17 | 0 | Surface-mount outlet box, Ortronics part #OR-404S21U
| 07017 |  |  |  |  | Concrete | 0 | 0 | 0 | Per cubic yard (Metro Brown)
| 07018 |  |  |  |  | Mobilization | 0 | 1 | 0 | Per mezzanine location
| 07019 |  |  |  |  | Supplies | 0 | 2 | 0 | Saw blades, pull string, Kiosk floor fire-stop, etc
[6 empty] | Station Subtotal |  |  | 0
53 | 07100 | 1 | SHAW-HOWARD U (SOUTH MEZZANINE) | E02 | 071 | 1-1/2" Conduit | 0 | 0 | 0 | Per ft, GRS with accessories
| 07101 |  |  |  |  | CAT6 Cable | 0 | 200 | 0 | Per ft
| 07102 |  |  |  |  | MMFO Cable | 0 | 0 | 0 | Per ft + connectors
| 07103 |  |  |  |  | Cable #10 | 0 | 0 | 0 | Per ft #10
| 07104 |  |  |  |  | Cable #8 | 0 | 1300 | 0 | Per ft #8
| 07105 |  |  |  |  | Distribut. Box | 0 | 1 | 0 | Under Kiosk floor (JB, LFMC, connectors)
| 07106 |  |  |  |  | Electr. Box | 0 | 2 | 0 | Other/genral wiring/pulling application
| 07107 |  |  |  |  | U/F Duct (new) | 0 | 0 | 0 | #4 duct / ft
| 07108 |  |  |  |  | U/F Duct (new) | 0 | 0 | 0 | #2 duct / ft
| 07109 |  |  |  |  | Duct Coupler | 0 | 0 | 0 | Straight section coupler
| 07110 |  |  |  |  | Duct HH/JB (new) | 0 | 0 | 0 | Per Piece /w cover
| 07111 |  |  |  |  | Duct Run Bend | 0 | 0 | 0 | Horizontal bend, sealant and/or other needed items
| 07112 |  |  |  |  | Duct Vertical Elbow | 0 | 0 | 0 | Vertical 90, sealant and/or other needed items
| 07113 |  |  |  |  | Duct Adapter | 0 | 0 | 0 | Conduit 2" "T" per faregate + 1" reducer (PWR duct also)
| 07114 |  |  |  |  | Quad-Outlet | 0 | 2 | 0 | 120V power + connectors
| 07115 |  |  |  |  | CAT6 module | 0 | 8 | 0 | CAT6 single-jack module, Ortronics part #OR-S21600
| 07116 |  |  |  |  | Outlet box | 0 | 8 | 0 | Surface-mount outlet box, Ortronics part #OR-404S21U
| 07117 |  |  |  |  | Concrete | 0 | 0 | 0 | Per cubic yard (Metro Brown)
| 07118 |  |  |  |  | Mobilization | 0 | 1 | 0 | Per mezzanine location
| 07119 |  |  |  |  | Supplies | 0 | 2 | 0 | Saw blades, pull string, Kiosk floor fire-stop, etc
[6 empty] | Station Subtotal |  |  | 0
54 | 07200 | 1 | SHAW-HOWARD U (NORTH MEZZANINE) | E02 | 072 | 1-1/2" Conduit | 0 | 0 | 0 | Per ft, GRS with accessories
| 07201 |  |  |  |  | CAT6 Cable | 0 | 200 | 0 | Per ft
| 07202 |  |  |  |  | MMFO Cable | 0 | 0 | 0 | Per ft + connectors
| 07203 |  |  |  |  | Cable #10 | 0 | 0 | 0 | Per ft #10
| 07204 |  |  |  |  | Cable #8 | 0 | 1300 | 0 | Per ft #8
| 07205 |  |  |  |  | Distribut. Box | 0 | 1 | 0 | Under Kiosk floor (JB, LFMC, connectors)
| 07206 |  |  |  |  | Electr. Box | 0 | 2 | 0 | Other/genral wiring/pulling application
| 07207 |  |  |  |  | U/F Duct (new) | 0 | 30 | 0 | #4 duct / ft
| 07208 |  |  |  |  | U/F Duct (new) | 0 | 30 | 0 | #2 duct / ft
| 07209 |  |  |  |  | Duct Coupler | 0 | 4 | 0 | Straight section coupler
| 07210 |  |  |  |  | Duct HH/JB (new) | 0 | 8 | 0 | Per Piece /w cover
| 07211 |  |  |  |  | Duct Run Bend | 0 | 1 | 0 | Horizontal bend, sealant and/or other needed items
| 07212 |  |  |  |  | Duct Vertical Elbow | 0 | 1 | 0 | Vertical 90, sealant and/or other needed items
| 07213 |  |  |  |  | Duct Adapter | 0 | 6 | 0 | Conduit 2" "T" per faregate + 1" reducer (PWR duct also)
| 07214 |  |  |  |  | Quad-Outlet | 0 | 2 | 0 | 120V power + connectors
| 07215 |  |  |  |  | CAT6 module | 0 | 12 | 0 | CAT6 single-jack module, Ortronics part #OR-S21600
| 07216 |  |  |  |  | Outlet box | 0 | 12 | 0 | Surface-mount outlet box, Ortronics part #OR-404S21U
| 07217 |  |  |  |  | Concrete | 0 | 0.74 | 0 | Per cubic yard (Metro Brown)
| 07218 |  |  |  |  | Mobilization | 0 | 1 | 0 | Per mezzanine location
| 07219 |  |  |  |  | Supplies | 0 | 2 | 0 | Saw blades, pull string, Kiosk floor fire-stop, etc
[6 empty] | Station Subtotal |  |  | 0
55 | 07300 | 1 | U STREET (EAST MEZZANINE) | E03 | 073 | 1-1/2" Conduit | 0 | 0 | 0 | Per ft, GRS with accessories
| 07301 |  |  |  |  | CAT6 Cable | 0 | 210 | 0 | Per ft
| 07302 |  |  |  |  | MMFO Cable | 0 | 0 | 0 | Per ft + connectors
| 07303 |  |  |  |  | Cable #10 | 0 | 0 | 0 | Per ft #10
| 07304 |  |  |  |  | Cable #8 | 0 | 1600 | 0 | Per ft #8
| 07305 |  |  |  |  | Distribut. Box | 0 | 1 | 0 | Under Kiosk floor (JB, LFMC, connectors)
| 07306 |  |  |  |  | Electr. Box | 0 | 3 | 0 | Other/genral wiring/pulling application
| 07307 |  |  |  |  | U/F Duct (new) | 0 | 0 | 0 | #4 duct / ft
| 07308 |  |  |  |  | U/F Duct (new) | 0 | 0 | 0 | #2 duct / ft
| 07309 |  |  |  |  | Duct Coupler | 0 | 0 | 0 | Straight section coupler
| 07310 |  |  |  |  | Duct HH/JB (new) | 0 | 0 | 0 | Per Piece /w cover
| 07311 |  |  |  |  | Duct Run Bend | 0 | 0 | 0 | Horizontal bend, sealant and/or other needed items
| 07312 |  |  |  |  | Duct Vertical Elbow | 0 | 0 | 0 | Vertical 90, sealant and/or other needed items
| 07313 |  |  |  |  | Duct Adapter | 0 | 0 | 0 | Conduit 2" "T" per faregate + 1" reducer (PWR duct also)
| 07314 |  |  |  |  | Quad-Outlet | 0 | 2 | 0 | 120V power + connectors
| 07315 |  |  |  |  | CAT6 module | 0 | 13 | 0 | CAT6 single-jack module, Ortronics part #OR-S21600
| 07316 |  |  |  |  | Outlet box | 0 | 13 | 0 | Surface-mount outlet box, Ortronics part #OR-404S21U
| 07317 |  |  |  |  | Concrete | 0 | 0 | 0 | Per cubic yard (Metro Brown)
| 07318 |  |  |  |  | Mobilization | 0 | 1 | 0 | Per mezzanine location
| 07319 |  |  |  |  | Supplies | 0 | 2 | 0 | Saw blades, pull string, Kiosk floor fire-stop, etc
[6 empty] | Station Subtotal |  |  | 0
56 | 07400 | 1 | U STREET (WEST MEZZANINE) | E03 | 074 | 1-1/2" Conduit | 0 | 200 | 0 | Per ft, GRS with accessories
| 07401 |  |  |  |  | CAT6 Cable | 0 | 210 | 0 | Per ft
| 07402 |  |  |  |  | MMFO Cable | 0 | 0 | 0 | Per ft + connectors
| 07403 |  |  |  |  | Cable #10 | 0 | 0 | 0 | Per ft #10
| 07403 |  |  |  |  | Cable #8 | 0 | 1800 | 0 | Per ft #8
| 07404 |  |  |  |  | Distribut. Box | 0 | 1 | 0 | Under Kiosk floor (JB, LFMC, connectors)
| 07404 |  |  |  |  | Electr. Box | 0 | 3 | 0 | Other/genral wiring/pulling application
| 07405 |  |  |  |  | U/F Duct (new) | 0 | 0 | 0 | #4 duct / ft
| 07405 |  |  |  |  | U/F Duct (new) | 0 | 0 | 0 | #2 duct / ft
| 07406 |  |  |  |  | Duct Coupler | 0 | 0 | 0 | Straight section coupler
| 07406 |  |  |  |  | Duct HH/JB (new) | 0 | 0 | 0 | Per Piece /w cover
| 07407 |  |  |  |  | Duct Run Bend | 0 | 0 | 0 | Horizontal bend, sealant and/or other needed items
| 07407 |  |  |  |  | Duct Vertical Elbow | 0 | 0 | 0 | Vertical 90, sealant and/or other needed items
| 07408 |  |  |  |  | Duct Adapter | 0 | 0 | 0 | Conduit 2" "T" per faregate + 1" reducer (PWR duct also)
| 07408 |  |  |  |  | Quad-Outlet | 0 | 2 | 0 | 120V power + connectors
| 07409 |  |  |  |  | CAT6 module | 0 | 13 | 0 | CAT6 single-jack module, Ortronics part #OR-S21600
| 07409 |  |  |  |  | Outlet box | 0 | 13 | 0 | Surface-mount outlet box, Ortronics part #OR-404S21U
| 07410 |  |  |  |  | Concrete | 0 | 0 | 0 | Per cubic yard (Metro Brown)
| 07410 |  |  |  |  | Mobilization | 0 | 1 | 0 | Per mezzanine location + scaffold
| 07411 |  |  |  |  | Supplies | 0 | 3 | 0 | Saw blades, pull string, Kiosk floor fire-stop, etc
[6 empty] | Station Subtotal |  |  | 0
57 | 07600 | 1 | GEORGIA AVENUE | E05 | 076 | 1-1/2" Conduit | 0 | 95 | 0 | Per ft, GRS with accessories
| 07601 |  |  |  |  | CAT6 Cable | 0 | 280 | 0 | Per ft
| 07602 |  |  |  |  | MMFO Cable | 0 | 0 | 0 | Per ft + connectors
| 07603 |  |  |  |  | Cable #10 | 0 | 900 | 0 | Per ft #10
| 07604 |  |  |  |  | Cable #8 | 0 | 0 | 0 | Per ft #8
| 07605 |  |  |  |  | Distribut. Box | 0 | 1 | 0 | Under Kiosk floor (JB, LFMC, connectors)
| 07606 |  |  |  |  | Electr. Box | 0 | 0 | 0 | Other/genral wiring/pulling application
| 07607 |  |  |  |  | U/F Duct (new) | 0 | 0 | 0 | #4 duct / ft
| 07608 |  |  |  |  | U/F Duct (new) | 0 | 0 | 0 | #2 duct / ft
| 07609 |  |  |  |  | Duct Coupler | 0 | 0 | 0 | Straight section coupler
| 07610 |  |  |  |  | Duct HH/JB (new) | 0 | 0 | 0 | Per Piece /w cover
| 07611 |  |  |  |  | Duct Run Bend | 0 | 0 | 0 | Horizontal bend, sealant and/or other needed items
| 07612 |  |  |  |  | Duct Vertical Elbow | 0 | 0 | 0 | Vertical 90, sealant and/or other needed items
| 07613 |  |  |  |  | Duct Adapter | 0 | 0 | 0 | Conduit 2" "T" per faregate + 1" reducer (PWR duct also)
| 07614 |  |  |  |  | Quad-Outlet | 0 | 2 | 0 | 120V power + connectors
| 07615 |  |  |  |  | CAT6 module | 0 | 17 | 0 | CAT6 single-jack module, Ortronics part #OR-S21600
| 07616 |  |  |  |  | Outlet box | 0 | 17 | 0 | Surface-mount outlet box, Ortronics part #OR-404S21U
| 07617 |  |  |  |  | Concrete | 0 | 0 | 0 | Per cubic yard (Metro Brown)
| 07618 |  |  |  |  | Mobilization | 0 | 1 | 0 | Per mezzanine location + scaffold
| 07619 |  |  |  |  | Supplies | 0 | 3 | 0 | Saw blades, pull string, Kiosk floor fire-stop, etc
[6 empty] | Station Subtotal |  |  | 0
58 | 07700 | 1 | WEST HYATTSVILLE | E07 | 077 | 1-1/2" Conduit | 0 | 0 | 0 | Per ft, GRS with accessories
| 07701 |  |  |  |  | CAT6 Cable | 0 | 400 | 0 | Per ft
| 07702 |  |  |  |  | MMFO Cable | 0 | 0 | 0 | Per ft + connectors
| 07703 |  |  |  |  | Cable #10 | 0 | 900 | 0 | Per ft #10
| 07704 |  |  |  |  | Cable #8 | 0 | 0 | 0 | Per ft #8
| 07705 |  |  |  |  | Distribut. Box | 0 | 1 | 0 | Under Kiosk floor (JB, LFMC, connectors)
| 07706 |  |  |  |  | Electr. Box | 0 | 1 | 0 | Other/genral wiring/pulling application
| 07707 |  |  |  |  | U/F Duct (new) | 0 | 0 | 0 | #4 duct / ft
| 07708 |  |  |  |  | U/F Duct (new) | 0 | 0 | 0 | #2 duct / ft
| 07709 |  |  |  |  | Duct Coupler | 0 | 0 | 0 | Straight section coupler
| 07710 |  |  |  |  | Duct HH/JB (new) | 0 | 0 | 0 | Per Piece /w cover
| 07711 |  |  |  |  | Duct Run Bend | 0 | 0 | 0 | Horizontal bend, sealant and/or other needed items
| 07712 |  |  |  |  | Duct Vertical Elbow | 0 | 0 | 0 | Vertical 90, sealant and/or other needed items
| 07713 |  |  |  |  | Duct Adapter | 0 | 0 | 0 | Conduit 2" "T" per faregate + 1" reducer (PWR duct also)
| 07714 |  |  |  |  | Quad-Outlet | 0 | 2 | 0 | 120V power + connectors
| 07715 |  |  |  |  | CAT6 module | 0 | 16 | 0 | CAT6 single-jack module, Ortronics part #OR-S21600
| 07716 |  |  |  |  | Outlet box | 0 | 16 | 0 | Surface-mount outlet box, Ortronics part #OR-404S21U
| 07717 |  |  |  |  | Concrete | 0 | 0 | 0 | Per cubic yard (Metro Brown)
| 07718 |  |  |  |  | Mobilization | 0 | 1 | 0 | Per mezzanine location + scaffold
| 07719 |  |  |  |  | Supplies | 0 | 1 | 0 | Saw blades, pull string, Kiosk floor fire-stop, etc
[6 empty] | Station Subtotal |  |  | 0
59 | 07800 | 1 | PRINCE GEORGE'S PLAZA | E08 | 078 | 1-1/2" Conduit | 0 | 160 | 0 | Per ft, GRS with accessories -
| 07801 |  |  |  |  | CAT6 Cable | 0 | 470 | 0 | Per ft
| 07802 |  |  |  |  | MMFO Cable | 0 | 0 | 0 | Per ft + connectors
| 07803 |  |  |  |  | Cable #10 | 0 | 1300 | 0 | Per ft #10 (3 ckts (kiosk) + 8 faregates)
| 07804 |  |  |  |  | Cable #8 | 0 | 0 | 0 | Per ft #8
| 07805 |  |  |  |  | Distribut. Box | 0 | 1 | 0 | Under Kiosk floor (JB, LFMC, connectors)
| 07806 |  |  |  |  | Electr. Box | 0 | 3 | 0 | Other/genral wiring/pulling application
| 07807 |  |  |  |  | U/F Duct (new) | 0 | 50 | 0 | #4 duct / ft
| 07808 |  |  |  |  | U/F Duct (new) | 0 | 20 | 0 | #2 duct / ft
| 07809 |  |  |  |  | Duct Coupler | 0 | 7 | 0 | Straight section coupler
| 07810 |  |  |  |  | Duct HH/JB (new) | 0 | 10 | 0 | Per Piece /w cover
| 07811 |  |  |  |  | Duct Run Bend | 0 | 2 | 0 | Horizontal bend, sealant and/or other needed items
| 07812 |  |  |  |  | Duct Vertical Elbow | 0 | 2 | 0 | Vertical 90, sealant and/or other needed items
| 07813 |  |  |  |  | Duct Adapter | 0 | 11 | 0 | Conduit 2" "T" per faregate + 1" reducer (PWR duct also)
| 07814 |  |  |  |  | Quad-Outlet | 0 | 2 | 0 | 120V power + connectors
| 07815 |  |  |  |  | CAT6 module | 0 | 16 | 0 | CAT6 single-jack module, Ortronics part #OR-S21600
| 07816 |  |  |  |  | Outlet box | 0 | 16 | 0 | Surface-mount outlet box, Ortronics part #OR-404S21U
| 07817 |  |  |  |  | Concrete | 0 | 0.86333 | 0 | Per cubic yard (Metro Brown)
| 07818 |  |  |  |  | Mobilization | 0 | 1 | 0 | Per mezzanine location + scaffold
| 07819 |  |  |  |  | Supplies | 0 | 2 | 0 | Saw blades, pull string, Kiosk floor fire-stop, etc
[6 empty] | Station Subtotal |  |  | 0
60 | 07900 | 1 | COLLEGE PARK | E09 | 079 | 1-1/2" Conduit | 0 | 0 | 0 | Per ft, GRS with accessories
| 07901 |  |  |  |  | CAT6 Cable | 0 | 320 | 0 | Per ft
| 07902 |  |  |  |  | MMFO Cable | 0 | 0 | 0 | Per ft + connectors
| 07903 |  |  |  |  | Cable #10 | 0 | 0 | 0 | Per ft #10
| 07904 |  |  |  |  | Cable #8 | 0 | 1300 | 0 | Per ft #8
| 07905 |  |  |  |  | Distribut. Box | 0 | 1 | 0 | Under Kiosk floor (JB, LFMC, connectors)
| 07906 |  |  |  |  | Electr. Box | 0 | 3 | 0 | Other/genral wiring/pulling application
| 07907 |  |  |  |  | U/F Duct (new) | 0 | 0 | 0 | #4 duct / ft
| 07908 |  |  |  |  | U/F Duct (new) | 0 | 0 | 0 | #2 duct / ft
| 07909 |  |  |  |  | Duct Coupler | 0 | 0 | 0 | Straight section coupler
| 07910 |  |  |  |  | Duct HH/JB (new) | 0 | 0 | 0 | Per Piece /w cover
| 07911 |  |  |  |  | Duct Run Bend | 0 | 0 | 0 | Horizontal bend, sealant and/or other needed items
| 07912 |  |  |  |  | Duct Vertical Elbow | 0 | 0 | 0 | Vertical 90, sealant and/or other needed items
| 07913 |  |  |  |  | Duct Adapter | 0 | 0 | 0 | Conduit 2" "T" per faregate + 1" reducer (PWR duct also)
| 07914 |  |  |  |  | Quad-Outlet | 0 | 2 | 0 | 120V power + connectors
| 07915 |  |  |  |  | CAT6 module | 0 | 13 | 0 | CAT6 single-jack module, Ortronics part #OR-S21600
| 07916 |  |  |  |  | Outlet box | 0 | 13 | 0 | Surface-mount outlet box, Ortronics part #OR-404S21U
| 07917 |  |  |  |  | Concrete | 0 | 0 | 0 | Per cubic yard (Metro Brown)
| 07918 |  |  |  |  | Mobilization | 0 | 1 | 0 | Per mezzanine location + scaffold
| 07919 |  |  |  |  | Supplies | 0 | 1 | 0 | Saw blades, pull string, Kiosk floor fire-stop, etc
[6 empty] | Station Subtotal |  |  | 0
61 | 08000 | 1 | GREENBELT | E10 | 080 | 1-1/2" Conduit | 0 | 60 | 0 | Per ft, GRS with accessories
| 08001 |  |  |  |  | CAT6 Cable | 0 | 400 | 0 | Per ft
| 08002 |  |  |  |  | MMFO Cable | 0 | 0 | 0 | Per ft + connectors
| 08003 |  |  |  |  | Cable #10 | 0 | 1000 | 0 | Per ft #10
| 08004 |  |  |  |  | Cable #8 | 0 | 0 | 0 | Per ft #8
| 08005 |  |  |  |  | Distribut. Box | 0 | 1 | 0 | Under Kiosk floor (JB, LFMC, connectors)
| 08006 |  |  |  |  | Electr. Box | 0 | 1 | 0 | Other/genral wiring/pulling application
| 08007 |  |  |  |  | U/F Duct (new) | 0 | 120 | 0 | #4 duct / ft
| 08008 |  |  |  |  | U/F Duct (new) | 0 | 30 | 0 | #2 duct / ft
| 08009 |  |  |  |  | Duct Coupler | 0 | 12 | 0 | Straight section coupler
| 08010 |  |  |  |  | Duct HH/JB (new) | 0 | 16 | 0 | Per Piece /w cover
| 08011 |  |  |  |  | Duct Run Bend | 0 | 2 | 0 | Horizontal bend, sealant and/or other needed items
| 08012 |  |  |  |  | Duct Vertical Elbow | 0 | 2 | 0 | Vertical 90, sealant and/or other needed items
| 08013 |  |  |  |  | Duct Adapter | 0 | 9 | 0 | Conduit 2" "T" per faregate + 1" reducer (PWR duct also)
| 08014 |  |  |  |  | Quad-Outlet | 0 | 2 | 0 | 120V power + connectors
| 08015 |  |  |  |  | CAT6 module | 0 | 19 | 0 | CAT6 single-jack module, Ortronics part #OR-S21600
| 08016 |  |  |  |  | Outlet box | 0 | 19 | 0 | Surface-mount outlet box, Ortronics part #OR-404S21U
| 08017 |  |  |  |  | Concrete | 0 | 1.85 | 0 | Per cubic yard (Metro Brown)
| 08018 |  |  |  |  | Mobilization | 0 | 1 | 0 | Per mezzanine location + scaffold
| 08019 |  |  |  |  | Supplies | 0 | 4 | 0 | Saw blades, pull string, Kiosk floor fire-stop, etc
[6 empty] | Station Subtotal |  |  | 0
62 | 08100 | 1 | ARCHIVES | F02 | 081 | 1-1/2" Conduit | 0 | 90 | 0 | Per ft, GRS with accessories
| 08101 |  |  |  |  | CAT6 Cable | 0 | 350 | 0 | Per ft
| 08102 |  |  |  |  | MMFO Cable | 0 | 0 | 0 | Per ft + connectors
| 08103 |  |  |  |  | Cable #10 | 0 | 0 | 0 | Per ft #10
| 08104 |  |  |  |  | Cable #8 | 0 | 1300 | 0 | Per ft #8
| 08105 |  |  |  |  | Distribut. Box | 0 | 1 | 0 | Under Kiosk floor (JB, LFMC, connectors)
| 08106 |  |  |  |  | Electr. Box | 0 | 3 | 0 | Other/genral wiring/pulling application
| 08107 |  |  |  |  | U/F Duct (new) | 0 | 0 | 0 | #4 duct / ft
| 08108 |  |  |  |  | U/F Duct (new) | 0 | 0 | 0 | #2 duct / ft
| 08109 |  |  |  |  | Duct Coupler | 0 | 0 | 0 | Straight section coupler
| 08110 |  |  |  |  | Duct HH/JB (new) | 0 | 0 | 0 | Per Piece /w cover
| 08111 |  |  |  |  | Duct Run Bend | 0 | 0 | 0 | Horizontal bend, sealant and/or other needed items
| 08112 |  |  |  |  | Duct Vertical Elbow | 0 | 0 | 0 | Vertical 90, sealant and/or other needed items
| 08113 |  |  |  |  | Duct Adapter | 0 | 0 | 0 | Conduit 2" "T" per faregate + 1" reducer (PWR duct also)
| 08114 |  |  |  |  | Quad-Outlet | 0 | 2 | 0 | 120V power + connectors
| 08115 |  |  |  |  | CAT6 module | 0 | 16 | 0 | CAT6 single-jack module, Ortronics part #OR-S21600
| 08116 |  |  |  |  | Outlet box | 0 | 16 | 0 | Surface-mount outlet box, Ortronics part #OR-404S21U
| 08117 |  |  |  |  | Concrete | 0 | 0 | 0 | Per cubic yard (Metro Brown)
| 08118 |  |  |  |  | Mobilization | 0 | 1 | 0 | Per mezzanine location + scaffold
| 08119 |  |  |  |  | Supplies | 0 | 2 | 0 | Saw blades, pull string, Kiosk floor fire-stop, etc
[6 empty] | Station Subtotal |  |  | 0
63 | 08200 | 1 | L'ENFANT PLAZA (NORTH MEZZANINE) | F03 | 082 | 1-1/2" Conduit | 0 | 60 | 0 | Per ft, GRS with accessories
| 08201 |  |  |  |  | CAT6 Cable | 0 | 430 | 0 | Per ft
| 08202 |  |  |  |  | MMFO Cable | 0 | 0 | 0 | Per ft + connectors
| 08203 |  |  |  |  | Cable #10 | 0 | 0 | 0 | Per ft #10
| 08204 |  |  |  |  | Cable #8 | 0 | 1500 | 0 | Per ft #8
| 08205 |  |  |  |  | Distribut. Box | 0 | 1 | 0 | Under Kiosk floor (JB, LFMC, connectors)
| 08206 |  |  |  |  | Electr. Box | 0 | 4 | 0 | Other/genral wiring/pulling application
| 08207 |  |  |  |  | U/F Duct (new) | 0 | 0 | 0 | #4 duct / ft
| 08208 |  |  |  |  | U/F Duct (new) | 0 | 0 | 0 | #2 duct / ft
| 08209 |  |  |  |  | Duct Coupler | 0 | 0 | 0 | Straight section coupler
| 08210 |  |  |  |  | Duct HH/JB (new) | 0 | 0 | 0 | Per Piece /w cover
| 08211 |  |  |  |  | Duct Run Bend | 0 | 0 | 0 | Horizontal bend, sealant and/or other needed items
| 08212 |  |  |  |  | Duct Vertical Elbow | 0 | 0 | 0 | Vertical 90, sealant and/or other needed items
| 08213 |  |  |  |  | Duct Adapter | 0 | 0 | 0 | Conduit 2" "T" per faregate + 1" reducer (PWR duct also)
| 08214 |  |  |  |  | Quad-Outlet | 0 | 0 | 0 | 120V power + connectors
| 08215 |  |  |  |  | CAT6 module | 0 | 0 | 0 | CAT6 single-jack module, Ortronics part #OR-S21600
| 08216 |  |  |  |  | Outlet box | 0 | 0 | 0 | Surface-mount outlet box, Ortronics part #OR-404S21U
| 08217 |  |  |  |  | Concrete | 0 | 0 | 0 | Per cubic yard (Metro Brown)
| 08218 |  |  |  |  | Mobilization | 0 | 1 | 0 | Per mezzanine location + scaffold
| 08219 |  |  |  |  | Supplies | 0 | 3 | 0 | Saw blades, pull string, Kiosk floor fire-stop, etc
[6 empty] | Station Subtotal |  |  | 0
64 | 08300 | 1 | WATERFRONT | F04 | 083 | 1-1/2" Conduit | 0 | 0 | 0 | Per ft, GRS with accessories
| 08301 |  |  |  |  | CAT6 Cable | 0 | 300 | 0 | Per ft
| 08302 |  |  |  |  | MMFO Cable | 0 | 0 | 0 | Per ft + connectors
| 08303 |  |  |  |  | Cable #10 | 0 | 0 | 0 | Per ft #10
| 08304 |  |  |  |  | Cable #8 | 0 | 1200 | 0 | Per ft #8
| 08305 |  |  |  |  | Distribut. Box | 0 | 1 | 0 | Under Kiosk floor (JB, LFMC, connectors)
| 08306 |  |  |  |  | Electr. Box | 0 | 2 | 0 | Other/genral wiring/pulling application
| 08307 |  |  |  |  | U/F Duct (new) | 0 | 0 | 0 | #4 duct / ft
| 08308 |  |  |  |  | U/F Duct (new) | 0 | 0 | 0 | #2 duct / ft
| 08309 |  |  |  |  | Duct Coupler | 0 | 0 | 0 | Straight section coupler
| 08310 |  |  |  |  | Duct HH/JB (new) | 0 | 0 | 0 | Per Piece /w cover
| 08311 |  |  |  |  | Duct Run Bend | 0 | 0 | 0 | Horizontal bend, sealant and/or other needed items
| 08312 |  |  |  |  | Duct Vertical Elbow | 0 | 0 | 0 | Vertical 90, sealant and/or other needed items
| 08313 |  |  |  |  | Duct Adapter | 0 | 0 | 0 | Conduit 2" "T" per faregate + 1" reducer (PWR duct also)
| 08314 |  |  |  |  | Quad-Outlet | 0 | 2 | 0 | 120V power + connectors
| 08315 |  |  |  |  | CAT6 module | 0 | 14 | 0 | CAT6 single-jack module, Ortronics part #OR-S21600
| 08316 |  |  |  |  | Outlet box | 0 | 14 | 0 | Surface-mount outlet box, Ortronics part #OR-404S21U
| 08317 |  |  |  |  | Concrete | 0 | 0 | 0 | Per cubic yard (Metro Brown)
| 08318 |  |  |  |  | Mobilization | 0 | 1 | 0 | Per mezzanine location + scaffold
| 08319 |  |  |  |  | Supplies | 0 | 2 | 0 | Saw blades, pull string, Kiosk floor fire-stop, etc
[6 empty] | Station Subtotal |  |  | 0
65 | 10500 | 1 | NAVY YARD-BALLPARK (WEST MEZZANINE) | F05 | 105 | 1-1/2" Conduit | 0 | 0 | 0 | Per ft, GRS with accessories
| 10501 |  |  |  |  | CAT6 Cable | 0 | 610 | 0 | Per ft
| 10502 |  |  |  |  | MMFO Cable | 0 | 0 | 0 | Per ft + connectors
| 10503 |  |  |  |  | Cable #10 | 0 | 600 | 0 | Per ft #10; extra FG ckt
| 10504 |  |  |  |  | Cable #8 | 0 | 0 | 0 | Per ft #8
| 10505 |  |  |  |  | Distribut. Box | 0 | 1 | 0 | Under Kiosk floor (JB, LFMC, connectors)
| 10506 |  |  |  |  | Electr. Box | 0 | 1 | 0 | Other/genral wiring/pulling application
| 10507 |  |  |  |  | U/F Duct (new) | 0 | 0 | 0 | #4 duct / ft
| 10508 |  |  |  |  | U/F Duct (new) | 0 | 0 | 0 | #2 duct / ft
| 10509 |  |  |  |  | Duct Coupler | 0 | 0 | 0 | Straight section coupler
| 10510 |  |  |  |  | Duct HH/JB (new) | 0 | 0 | 0 | Per Piece /w cover
| 10511 |  |  |  |  | Duct Run Bend | 0 | 0 | 0 | Horizontal bend, sealant and/or other needed items
| 10512 |  |  |  |  | Duct Vertical Elbow | 0 | 0 | 0 | Vertical 90, sealant and/or other needed items
| 10513 |  |  |  |  | Duct Adapter | 0 | 0 | 0 | Conduit 2" "T" per faregate + 1" reducer (PWR duct also)
| 10514 |  |  |  |  | Quad-Outlet | 0 | 2 | 0 | 120V power + connectors
| 10515 |  |  |  |  | CAT6 module | 0 | 22 | 0 | CAT6 single-jack module, Ortronics part #OR-S21600
| 10516 |  |  |  |  | Outlet box | 0 | 22 | 0 | Surface-mount outlet box, Ortronics part #OR-404S21U
| 10517 |  |  |  |  | Concrete | 0 | 0 | 0 | Per cubic yard (Metro Brown)
| 10518 |  |  |  |  | Mobilization | 0 | 1 | 0 | Per mezzanine location
| 10519 |  |  |  |  | Supplies | 0 | 1 | 0 | Saw blades, pull string, etc
[6 empty] | Station Subtotal |  |  | 0
66 | 08500 | 1 | ANACOSTIA (NORTH MEZZANINE) | F06 | 085 | 1-1/2" Conduit | 0 | 0 | 0 | Per ft, GRS with accessories
| 08501 |  |  |  |  | CAT6 Cable | 0 | 350 | 0 | Per ft
| 08502 |  |  |  |  | MMFO Cable | 0 | 0 | 0 | Per ft + connectors
| 08503 |  |  |  |  | Cable #10 | 0 | 650 | 0 | Per ft #10; extra FG ckt
| 08504 |  |  |  |  | Cable #8 | 0 | 0 | 0 | Per ft #8
| 08505 |  |  |  |  | Distribut. Box | 0 | 1 | 0 | Under Kiosk floor (JB, LFMC, connectors)
| 08506 |  |  |  |  | Electr. Box | 0 | 1 | 0 | Other/genral wiring/pulling application
| 08507 |  |  |  |  | U/F Duct (new) | 0 | 0 | 0 | #4 duct / ft
| 08508 |  |  |  |  | U/F Duct (new) | 0 | 0 | 0 | #2 duct / ft
| 08509 |  |  |  |  | Duct Coupler | 0 | 0 | 0 | Straight section coupler
| 08510 |  |  |  |  | Duct HH/JB (new) | 0 | 0 | 0 | Per Piece /w cover
| 08511 |  |  |  |  | Duct Run Bend | 0 | 0 | 0 | Horizontal bend, sealant and/or other needed items
| 08512 |  |  |  |  | Duct Vertical Elbow | 0 | 0 | 0 | Vertical 90, sealant and/or other needed items
| 08513 |  |  |  |  | Duct Adapter | 0 | 0 | 0 | Conduit 2" "T" per faregate + 1" reducer (PWR duct also)
| 08514 |  |  |  |  | Quad-Outlet | 0 | 2 | 0 | 120V power + connectors
| 08515 |  |  |  |  | CAT6 module | 0 | 13 | 0 | CAT6 single-jack module, Ortronics part #OR-S21600
| 08516 |  |  |  |  | Outlet box | 0 | 13 | 0 | Surface-mount outlet box, Ortronics part #OR-404S21U
| 08517 |  |  |  |  | Concrete | 0 | 0 | 0 | Per cubic yard (Metro Brown)
| 08518 |  |  |  |  | Mobilization | 0 | 1 | 0 | Per mezzanine location
| 08519 |  |  |  |  | Supplies | 0 | 1 | 0 | Saw blades, pull string, etc
[6 empty] | Station Subtotal |  |  | 0
67 | 10600 | 1 | ANACOSTIA (SOUTH MEZZANINE) | F06 | 106 | 1-1/2" Conduit | 0 | 0 | 0 | Per ft, GRS with accessories
| 10601 |  |  |  |  | CAT6 Cable | 0 | 390 | 0 | Per ft
| 10602 |  |  |  |  | MMFO Cable | 0 | 0 | 0 | Per ft + connectors
| 10603 |  |  |  |  | Cable #10 | 0 | 400 | 0 | Per ft #10; extra FG ckt
| 10604 |  |  |  |  | Cable #8 | 0 | 0 | 0 | Per ft #8
| 10605 |  |  |  |  | Distribut. Box | 0 | 1 | 0 | Under Kiosk floor (JB, LFMC, connectors)
| 10606 |  |  |  |  | Electr. Box | 0 | 1 | 0 | Other/genral wiring/pulling application
| 10607 |  |  |  |  | U/F Duct (new) | 0 | 0 | 0 | #4 duct / ft
| 10608 |  |  |  |  | U/F Duct (new) | 0 | 0 | 0 | #2 duct / ft
| 10609 |  |  |  |  | Duct Coupler | 0 | 0 | 0 | Straight section coupler
| 10610 |  |  |  |  | Duct HH/JB (new) | 0 | 0 | 0 | Per Piece /w cover
| 10611 |  |  |  |  | Duct Run Bend | 0 | 0 | 0 | Horizontal bend, sealant and/or other needed items
| 10612 |  |  |  |  | Duct Vertical Elbow | 0 | 0 | 0 | Vertical 90, sealant and/or other needed items
| 10613 |  |  |  |  | Duct Adapter | 0 | 0 | 0 | Conduit 2" "T" per faregate + 1" reducer (PWR duct also)
| 10614 |  |  |  |  | Quad-Outlet | 0 | 2 | 0 | 120V power + connectors
| 10615 |  |  |  |  | CAT6 module | 0 | 18 | 0 | CAT6 single-jack module, Ortronics part #OR-S21600
| 10616 |  |  |  |  | Outlet box | 0 | 18 | 0 | Surface-mount outlet box, Ortronics part #OR-404S21U
| 10617 |  |  |  |  | Concrete | 0 | 0 | 0 | Per cubic yard (Metro Brown)
| 10618 |  |  |  |  | Mobilization | 0 | 1 | 0 | Per mezzanine location
| 10619 |  |  |  |  | Supplies | 0 | 1 | 0 | Saw blades, pull string, etc
[6 empty] | Station Subtotal |  |  | 0
68 | 08600 | 1 | CONGRESS HEIGHTS | F07 | 086 | 1-1/2" Conduit | 0 | 90 | 0 | Per ft, GRS with accessories
| 08601 |  |  |  |  | CAT6 Cable | 0 | 250 | 0 | Per ft
| 08602 |  |  |  |  | MMFO Cable | 0 | 0 | 0 | Per ft + connectors
| 08603 |  |  |  |  | Cable #10 | 0 | 850 | 0 | Per ft #10; extra FG ckt
| 08604 |  |  |  |  | Cable #8 | 0 | 0 | 0 | Per ft #8
| 08605 |  |  |  |  | Distribut. Box | 0 | 1 | 0 | Under Kiosk floor (JB, LFMC, connectors)
| 08606 |  |  |  |  | Electr. Box | 0 | 1 | 0 | Other/genral wiring/pulling application
| 08607 |  |  |  |  | U/F Duct (new) | 0 | 0 | 0 | #4 duct / ft
| 08608 |  |  |  |  | U/F Duct (new) | 0 | 0 | 0 | #2 duct / ft
| 08609 |  |  |  |  | Duct Coupler | 0 | 0 | 0 | Straight section coupler
| 08610 |  |  |  |  | Duct HH/JB (new) | 0 | 0 | 0 | Per Piece /w cover
| 08611 |  |  |  |  | Duct Run Bend | 0 | 0 | 0 | Horizontal bend, sealant and/or other needed items
| 08612 |  |  |  |  | Duct Vertical Elbow | 0 | 0 | 0 | Vertical 90, sealant and/or other needed items
| 08613 |  |  |  |  | Duct Adapter | 0 | 0 | 0 | Conduit 2" "T" per faregate + 1" reducer (PWR duct also)
| 08614 |  |  |  |  | Quad-Outlet | 0 | 2 | 0 | 120V power + connectors
| 08615 |  |  |  |  | CAT6 module | 0 | 13 | 0 | CAT6 single-jack module, Ortronics part #OR-S21600
| 08616 |  |  |  |  | Outlet box | 0 | 13 | 0 | Surface-mount outlet box, Ortronics part #OR-404S21U
| 08617 |  |  |  |  | Concrete | 0 | 0 | 0 | Per cubic yard (Metro Brown)
| 08618 |  |  |  |  | Mobilization | 0 | 1 | 0 | Per mezzanine location
| 08619 |  |  |  |  | Supplies | 0 | 2 | 0 | Saw blades, pull string, etc
[6 empty] | Station Subtotal |  |  | 0
69 | 10700 | 1 | SOUTHERN AVENUE | F08 | 107 | 1-1/2" Conduit | 0 | 0 | 0 | Per ft, GRS with accessories
| 10701 |  |  |  |  | CAT6 Cable | 0 | 320 | 0 | Per ft
| 10702 |  |  |  |  | MMFO Cable | 0 | 0 | 0 | Per ft + connectors
| 10703 |  |  |  |  | Cable #10 | 0 | 830 | 0 | Per ft #10; extra FG ckt
| 10704 |  |  |  |  | Cable #8 | 0 | 0 | 0 | Per ft #8
| 10705 |  |  |  |  | Distribut. Box | 0 | 1 | 0 | Under Kiosk floor (JB, LFMC, connectors)
| 10706 |  |  |  |  | Electr. Box | 0 | 1 | 0 | Other/genral wiring/pulling application
| 10707 |  |  |  |  | U/F Duct (new) | 0 | 0 | 0 | #4 duct / ft
| 10708 |  |  |  |  | U/F Duct (new) | 0 | 0 | 0 | #2 duct / ft
| 10709 |  |  |  |  | Duct Coupler | 0 | 0 | 0 | Straight section coupler
| 10710 |  |  |  |  | Duct HH/JB (new) | 0 | 0 | 0 | Per Piece /w cover
| 10711 |  |  |  |  | Duct Run Bend | 0 | 0 | 0 | Horizontal bend, sealant and/or other needed items
| 10712 |  |  |  |  | Duct Vertical Elbow | 0 | 0 | 0 | Vertical 90, sealant and/or other needed items
| 10713 |  |  |  |  | Duct Adapter | 0 | 0 | 0 | Conduit 2" "T" per faregate + 1" reducer (PWR duct also)
| 10714 |  |  |  |  | Quad-Outlet | 0 | 2 | 0 | 120V power + connectors
| 10715 |  |  |  |  | CAT6 module | 0 | 15 | 0 | CAT6 single-jack module, Ortronics part #OR-S21600
| 10716 |  |  |  |  | Outlet box | 0 | 15 | 0 | Surface-mount outlet box, Ortronics part #OR-404S21U
| 10717 |  |  |  |  | Concrete | 0 | 0 | 0 | Per cubic yard (Metro Brown)
| 10718 |  |  |  |  | Mobilization | 0 | 1 | 0 | Per mezzanine location
| 10719 |  |  |  |  | Supplies | 0 | 1 | 0 | Saw blades, pull string, etc
[6 empty] | Station Subtotal |  |  | 0
70 | 08700 | 1 | NAYLOR ROAD | F09 | 087 | 1-1/2" Conduit | 0 | 0 | 0 | Per ft, GRS with accessories
| 08701 |  |  |  |  | CAT6 Cable | 0 | 200 | 0 | Per ft
| 08702 |  |  |  |  | MMFO Cable | 0 | 0 | 0 | Per ft + connectors
| 08703 |  |  |  |  | Cable #10 | 0 | 0 | 0 | Per ft #10; extra FG ckt
| 08704 |  |  |  |  | Cable #8 | 0 | 1500 | 0 | Per ft #8
| 08705 |  |  |  |  | Distribut. Box | 0 | 1 | 0 | Under Kiosk floor (JB, LFMC, connectors)
| 08706 |  |  |  |  | Electr. Box | 0 | 0 | 0 | Other/genral wiring/pulling application
| 08707 |  |  |  |  | U/F Duct (new) | 0 | 100 | 0 | #4 duct / ft
| 08708 |  |  |  |  | U/F Duct (new) | 0 | 0 | 0 | #2 duct / ft
| 08709 |  |  |  |  | Duct Coupler | 0 | 10 | 0 | Straight section coupler
| 08710 |  |  |  |  | Duct HH/JB (new) | 0 | 4 | 0 | Per Piece /w cover
| 08711 |  |  |  |  | Duct Run Bend | 0 | 2 | 0 | Horizontal bend, sealant and/or other needed items
| 08712 |  |  |  |  | Duct Vertical Elbow | 0 | 1 | 0 | Vertical 90, sealant and/or other needed items
| 08713 |  |  |  |  | Duct Adapter | 0 | 0 | 0 | Conduit 2" "T" per faregate + 1" reducer (PWR duct also)
| 08714 |  |  |  |  | Quad-Outlet | 0 | 2 | 0 | 120V power + connectors
| 08715 |  |  |  |  | CAT6 module | 0 | 13 | 0 | CAT6 single-jack module, Ortronics part #OR-S21600
| 08716 |  |  |  |  | Outlet box | 0 | 13 | 0 | Surface-mount outlet box, Ortronics part #OR-404S21U
| 08717 |  |  |  |  | Concrete | 0 | 1.2333 | 0 | Per cubic yard (Metro Brown)
| 08718 |  |  |  |  | Mobilization | 0 | 1 | 0 | Per mezzanine location
| 08719 |  |  |  |  | Supplies | 0 | 4 | 0 | Saw blades, pull string, etc
[6 empty] | Station Subtotal |  |  | 0
71 | 08900 | 1 | BRANCH AVENUE | F11 | 089 | 1-1/2" Conduit | 0 | 0 | 0 | Per ft, GRS with accessories
| 08901 |  |  |  |  | CAT6 Cable | 0 | 450 | 0 | Per ft
| 08902 |  |  |  |  | MMFO Cable | 0 | 0 | 0 | Per ft + connectors
| 08903 |  |  |  |  | Cable #10 | 0 | 900 | 0 | Per ft #10; extra FG ckt
| 08904 |  |  |  |  | Cable #8 | 0 | 0 | 0 | Per ft #8
| 08905 |  |  |  |  | Distribut. Box | 0 | 1 | 0 | Under Kiosk floor (JB, LFMC, connectors)
| 08906 |  |  |  |  | Electr. Box | 0 | 1 | 0 | Other/genral wiring/pulling application
| 08907 |  |  |  |  | U/F Duct (new) | 0 | 0 | 0 | #4 duct / ft
| 08908 |  |  |  |  | U/F Duct (new) | 0 | 0 | 0 | #2 duct / ft
| 08909 |  |  |  |  | Duct Coupler | 0 | 0 | 0 | Straight section coupler
| 08910 |  |  |  |  | Duct HH/JB (new) | 0 | 0 | 0 | Per Piece /w cover
| 08911 |  |  |  |  | Duct Run Bend | 0 | 0 | 0 | Horizontal bend, sealant and/or other needed items
| 08912 |  |  |  |  | Duct Vertical Elbow | 0 | 0 | 0 | Vertical 90, sealant and/or other needed items
| 08913 |  |  |  |  | Duct Adapter | 0 | 0 | 0 | Conduit 2" "T" per faregate + 1" reducer (PWR duct also)
| 08914 |  |  |  |  | Quad-Outlet | 0 | 2 | 0 | 120V power + connectors
| 08915 |  |  |  |  | CAT6 module | 0 | 19 | 0 | CAT6 single-jack module, Ortronics part #OR-S21600
| 08916 |  |  |  |  | Outlet box | 0 | 19 | 0 | Surface-mount outlet box, Ortronics part #OR-404S21U
| 08917 |  |  |  |  | Concrete | 0 | 0 | 0 | Per cubic yard (Metro Brown)
| 08918 |  |  |  |  | Mobilization | 0 | 1 | 0 | Per mezzanine location
| 08919 |  |  |  |  | Supplies | 0 | 1 | 0 | Saw blades, pull string, etc
[6 empty] | Station Subtotal |  |  | 0
72 | 00100 | 1 | METRO CENTER (WEST MEZZANINE) | A01 | 001 | 1-1/2" Conduit | 0 | 0 | 0 | Per ft, GRS with accessories
| 00101 |  |  |  |  | CAT6 Cable | 0 | 60 | 0 | Per ft
| 00102 |  |  |  |  | MMFO Cable | 0 | 0 | 0 | Per ft + connectors
| 00103 |  |  |  |  | Cable #10 | 0 | 0 | 0 | Per ft #10; extra FG ckt
| 00104 |  |  |  |  | Cable #8 | 0 | 0 | 0 | Per ft #8
| 00105 |  |  |  |  | Distribut. Box | 0 | 0 | 0 | Under Kiosk floor (JB, LFMC, connectors)
| 00106 |  |  |  |  | Electr. Box | 0 | 0 | 0 | Other/genral wiring/pulling application
| 00107 |  |  |  |  | U/F Duct (new) | 0 | 0 | 0 | #4 duct / ft
| 00108 |  |  |  |  | U/F Duct (new) | 0 | 0 | 0 | #2 duct / ft
| 00109 |  |  |  |  | Duct Coupler | 0 | 0 | 0 | Straight section coupler
| 00110 |  |  |  |  | Duct HH/JB (new) | 0 | 0 | 0 | Per Piece /w cover
| 00111 |  |  |  |  | Duct Run Bend | 0 | 0 | 0 | Horizontal bend, sealant and/or other needed items
| 00112 |  |  |  |  | Duct Vertical Elbow | 0 | 0 | 0 | Vertical 90, sealant and/or other needed items
| 00113 |  |  |  |  | Duct Adapter | 0 | 0 | 0 | Conduit 2" "T" per faregate + 1" reducer (PWR duct also)
| 00114 |  |  |  |  | Quad-Outlet | 0 | 0 | 0 | 120V power + connectors
| 00115 |  |  |  |  | CAT6 module | 0 | 1 | 0 | CAT6 single-jack module, Ortronics part #OR-S21600
| 00116 |  |  |  |  | Outlet box | 0 | 1 | 0 | Surface-mount outlet box, Ortronics part #OR-404S21U
| 00117 |  |  |  |  | Concrete | 0 | 0 | 0 | Per cubic yard (Metro Brown)
| 00118 |  |  |  |  | Mobilization | 0 | 1 | 0 | Per mezzanine location
| 00119 |  |  |  |  | Supplies | 0 | 0.5 | 0 | Saw blades, pull string, etc
[6 empty] | Station Subtotal |  |  | 0
73 | 00400 | 1 | FARRAGUT NORTH (NORTH MEZZANINE) | A02 | 004 | 1-1/2" Conduit | 0 | 0 | 0 | Per ft, GRS with accessories
| 00401 |  |  |  |  | CAT6 Cable | 0 | 100 | 0 | Per ft
| 00402 |  |  |  |  | MMFO Cable | 0 | 0 | 0 | Per ft + connectors
| 00403 |  |  |  |  | Cable #10 | 0 | 0 | 0 | Per ft #10; extra FG ckt
| 00404 |  |  |  |  | Cable #8 | 0 | 0 | 0 | Per ft #8; extra FG ckt
| 00405 |  |  |  |  | Distribut. Box | 0 | 0 | 0 | Under Kiosk floor (JB, LFMC, connectors)
| 00406 |  |  |  |  | Electr. Box | 0 | 0 | 0 | Other/genral wiring/pulling application
| 00407 |  |  |  |  | U/F Duct (new) | 0 | 0 | 0 | #4 duct / ft
| 00408 |  |  |  |  | U/F Duct (new) | 0 | 0 | 0 | #2 duct / ft
| 00409 |  |  |  |  | Duct Coupler | 0 | 0 | 0 | Straight section coupler
| 00410 |  |  |  |  | Duct HH/JB (new) | 0 | 0 | 0 | Per Piece /w cover
| 00411 |  |  |  |  | Duct Run Bend | 0 | 0 | 0 | Horizontal bend, sealant and/or other needed items
| 00412 |  |  |  |  | Duct Vertical Elbow | 0 | 0 | 0 | Vertical 90, sealant and/or other needed items
| 00413 |  |  |  |  | Duct Adapter | 0 | 0 | 0 | Conduit 2" "T" per faregate + 1" reducer (PWR duct also)
| 00414 |  |  |  |  | Quad-Outlet | 0 | 0 | 0 | 120V power + connectors
| 00415 |  |  |  |  | CAT6 module | 0 | 2 | 0 | CAT6 single-jack module, Ortronics part #OR-S21600
| 00416 |  |  |  |  | Outlet box | 0 | 2 | 0 | Surface-mount outlet box, Ortronics part #OR-404S21U
| 00417 |  |  |  |  | Concrete | 0 | 0 | 0 | Per cubic yard (Metro Brown)
| 00418 |  |  |  |  | Mobilization | 0 | 1 | 0 | Per mezzanine location
| 00419 |  |  |  |  | Supplies | 0 | 0.5 | 0 | Saw blades, pull string, etc
[6 empty] | Station Subtotal |  |  | 0
74 | 01000 | 1 | TENLEYTOWN-AU | A07 | 010 | 1-1/2" Conduit | 0 | 25 | 0 | Per ft, GRS with accessories
| 01001 |  |  |  |  | CAT6 Cable | 0 | 0 | 0 | Per ft
| 01002 |  |  |  |  | MMFO Cable | 0 | 0 | 0 | Per ft + connectors
| 01003 |  |  |  |  | Cable #10 | 0 | 0 | 0 | Per ft #10; extra FG ckt
| 01004 |  |  |  |  | Cable #8 | 0 | 1750 | 0 | Per ft #8
| 01005 |  |  |  |  | Distribut. Box | 0 | 0 | 0 | Under Kiosk floor (JB, LFMC, connectors)
| 01006 |  |  |  |  | Electr. Box | 0 | 0 | 0 | Other/genral wiring/pulling application
| 01007 |  |  |  |  | U/F Duct (new) | 0 | 20 | 0 | #4 duct / ft
| 01008 |  |  |  |  | U/F Duct (new) | 0 | 0 | 0 | #2 duct / ft
| 01009 |  |  |  |  | Duct Coupler | 0 | 0 | 0 | Straight section coupler
| 01010 |  |  |  |  | Duct HH/JB (new) | 0 | 2 | 0 | Per Piece /w cover
| 01011 |  |  |  |  | Duct Run Bend | 0 | 0 | 0 | Horizontal bend, sealant and/or other needed items
| 01012 |  |  |  |  | Duct Vertical Elbow | 0 | 0 | 0 | Vertical 90, sealant and/or other needed items
| 01013 |  |  |  |  | Duct Adapter | 0 | 0 | 0 | Conduit 2" "T" per faregate + 1" reducer (PWR duct also)
| 01014 |  |  |  |  | Quad-Outlet | 0 | 0 | 0 | 120V power + connectors
| 01015 |  |  |  |  | CAT6 module | 0 | 0 | 0 | CAT6 single-jack module, Ortronics part #OR-S21600
| 01016 |  |  |  |  | Outlet box | 0 | 0 | 0 | Surface-mount outlet box, Ortronics part #OR-404S21U
| 01017 |  |  |  |  | Concrete | 0 | 0.24689 | 0 | Per cubic yard (Metro Brown)
| 01018 |  |  |  |  | Mobilization | 0 | 1 | 0 | Per mezzanine location
| 01019 |  |  |  |  | Supplies | 0 | 1 | 0 | Saw blades, pull string, etc
[6 empty] | Station Subtotal |  |  | 0
75 | 011M00 | 1 | TENLEYTOWN-AU | A07 | 010M | CAT6 Cable | 0 | 100 | 0 | Per ft
| 011M01 |  |  |  |  | MMFO Cable | 0 | 510 | 0 | Per ft + connectors
| 011M02 |  |  |  |  | Fiber Field Housing | 0 | 1 | 0 | Fib-or-cop fiber housing with adapter and module
| 011M03 |  |  |  |  | Misc supplies | 0 | 1 | 0 | Connectors, fiber cleaning materials , jumpers etc
| 011M04 |  |  |  |  | Pull string | 0 | 700 | 0 | Pull String 500lb rated
| 011M05 |  |  |  |  | Switch and SFP | 0 | 1 | 0 | Switch and SFP module
| 011M06 |  |  |  |  | CAT6 module | 0 | 4 | 0 | CAT6 single-jack module, Ortronics part #OR-S21600
| 011M07 |  |  |  |  | Outlet box | 0 | 4 | 0 | Surface-mount outlet box, Ortronics part #OR-404S21U
| 011M08 |  |  |  |  | Concrete | 0 | 0.010288 | 0 | Per cubic yard (Metro Brown)
| 011M09 |  |  |  |  | Mobilization | 0 | 1 | 0 | Per mezzanine location
| 011M10 |  |  |  |  | Supplies | 0 | 2 | 0 | Misc equipment, lubricants
[6 empty] | Station Subtotal |  |  | 0
76 | 01100 | 1 | FRIENDSHIP HEIGHTS (NORTH MEZZANINE) | A08 | 011 | 1-1/2" Conduit | 0 | 0 | 0 | Per ft, GRS with accessories
| 01101 |  |  |  |  | CAT6 Cable | 0 | 70 | 0 | Per ft
| 01102 |  |  |  |  | MMFO Cable | 0 | 0 | 0 | Per ft + connectors
| 01103 |  |  |  |  | Cable #10 | 0 | 0 | 0 | Per ft #10; extra FG ckt
| 01104 |  |  |  |  | Cable #8 | 0 | 0 | 0 | Per ft #8
| 01105 |  |  |  |  | Distribut. Box | 0 | 0 | 0 | Under Kiosk floor (JB, LFMC, connectors)
| 01106 |  |  |  |  | Electr. Box | 0 | 0 | 0 | Other/genral wiring/pulling application
| 01107 |  |  |  |  | U/F Duct (new) | 0 | 0 | 0 | #4 duct / ft
| 01108 |  |  |  |  | U/F Duct (new) | 0 | 0 | 0 | #2 duct / ft
| 01109 |  |  |  |  | Duct Coupler | 0 | 0 | 0 | Straight section coupler
| 01110 |  |  |  |  | Duct HH/JB (new) | 0 | 0 | 0 | Per Piece /w cover
| 01111 |  |  |  |  | Duct Run Bend | 0 | 0 | 0 | Horizontal bend, sealant and/or other needed items
| 01112 |  |  |  |  | Duct Vertical Elbow | 0 | 0 | 0 | Vertical 90, sealant and/or other needed items
| 01113 |  |  |  |  | Duct Adapter | 0 | 0 | 0 | Conduit 2" "T" per faregate + 1" reducer (PWR duct also)
| 01114 |  |  |  |  | Quad-Outlet | 0 | 0 | 0 | 120V power + connectors
| 01115 |  |  |  |  | CAT6 module | 0 | 1 | 0 | CAT6 single-jack module, Ortronics part #OR-S21600
| 01116 |  |  |  |  | Outlet box | 0 | 1 | 0 | Surface-mount outlet box, Ortronics part #OR-404S21U
| 01117 |  |  |  |  | Concrete | 0 | 0 | 0 | Per cubic yard (Metro Brown)
| 01118 |  |  |  |  | Mobilization | 0 | 1 | 0 | Per mezzanine location
| 01119 |  |  |  |  | Supplies | 0 | 1 | 0 | Saw blades, pull string, etc
[6 empty] | Station Subtotal |  |  | 0
77 | 01500 | 1 | WHITE FLINT | A12 | 015 | 1-1/2" Conduit | 0 | 0 | 0 | Per ft, GRS with accessories
| 01501 |  |  |  |  | CAT6 Cable | 0 | 180 | 0 | Per ft
| 01502 |  |  |  |  | MMFO Cable | 0 | 0 | 0 | Per ft + connectors
| 01503 |  |  |  |  | Cable #10 | 0 | 0 | 0 | Per ft #10
| 01504 |  |  |  |  | Cable #8 | 0 | 0 | 0 | Per ft #8
| 01505 |  |  |  |  | Distribut. Box | 0 | 0 | 0 | Under Kiosk floor (JB, LFMC, connectors)
| 01506 |  |  |  |  | Electr. Box | 0 | 0 | 0 | Other/genral wiring/pulling application
| 01507 |  |  |  |  | U/F Duct (new) | 0 | 0 | 0 | #4 duct / ft
| 01508 |  |  |  |  | U/F Duct (new) | 0 | 0 | 0 | #2 duct / ft
| 01509 |  |  |  |  | Duct Coupler | 0 | 0 | 0 | Straight section coupler
| 01510 |  |  |  |  | Duct HH/JB (new) | 0 | 0 | 0 | Per Piece /w cover
| 01511 |  |  |  |  | Duct Run Bend | 0 | 0 | 0 | Horizontal bend, sealant and/or other needed items
| 01512 |  |  |  |  | Duct Vertical Elbow | 0 | 0 | 0 | Vertical 90, sealant and/or other needed items
| 01513 |  |  |  |  | Duct Adapter | 0 | 0 | 0 | Conduit 2" "T" per faregate + 1" reducer (PWR duct also)
| 01514 |  |  |  |  | Quad-Outlet | 0 | 0 | 0 | 120V power + connectors
| 01515 |  |  |  |  | CAT6 module | 0 | 2 | 0 | CAT6 single-jack module, Ortronics part #OR-S21600
| 01516 |  |  |  |  | Outlet box | 0 | 2 | 0 | Surface-mount outlet box, Ortronics part #OR-404S21U
| 01517 |  |  |  |  | Concrete | 0 | 0 | 0 | Per cubic yard (Metro Brown)
| 01518 |  |  |  |  | Mobilization | 0 | 1 | 0 | Per mezzanine location
| 01519 |  |  |  |  | Supplies | 0 | 1 | 0 | Saw blades, pull string, Kiosk floor fire-stop, etc
[6 empty] | Station Subtotal |  |  | 0
78 | 021M00 | 1 | GALLERY PLACE EAST | B01 | 021M | CAT6 Cable | 0 | 550 | 0 | Per ft
| 021M01 |  |  |  |  | MMFO Cable | 0 | 0 | 0 | Per ft + connectors
| 021M02 |  |  |  |  | Fiber Field Housing | 0 | 0 | 0 | Fib-or-cop fiber housing with adapter and module
| 021M03 |  |  |  |  | Misc supplies | 0 | 0 | 0 | Connectors, fiber cleaning materials , jumpers etc
| 021M04 |  |  |  |  | Pull string | 0 | 0 | 0 | Pull String 500lb rated
| 021M05 |  |  |  |  | Switch and SFP | 0 | 0 | 0 | Switch and SFP module
| 021M06 |  |  |  |  | CAT6 module | 0 | 8 | 0 | CAT6 single-jack module, Ortronics part #OR-S21600
| 021M07 |  |  |  |  | Outlet box | 0 | 8 | 0 | Surface-mount outlet box, Ortronics part #OR-404S21U
| 021M08 |  |  |  |  | Concrete | 0 |  | 0 | Per cubic yard (Metro Brown)
| 021M09 |  |  |  |  | Mobilization | 0 | 1 | 0 | Per mezzanine location
| 021M10 |  |  |  |  | Supplies | 0 | 1 | 0 | Misc equipment, lubricants
[6 empty] | Station Subtotal |  |  | 0
79 | 022M00 | 1 | JUDICIARY SQUARE (WEST MEZZANINE) | B02 | 022M | CAT6 Cable | 0 | 300 | 0 | Per ft
| 022M01 |  |  |  |  | MMFO Cable | 0 | 450 | 0 | Per ft + connectors
| 022M02 |  |  |  |  | Fiber Field Housing | 0 | 1 | 0 | Fib-or-cop fiber housing with adapter and module
| 022M03 |  |  |  |  | Misc supplies | 0 | 1 | 0 | Connectors, fiber cleaning materials , jumpers etc
| 022M04 |  |  |  |  | Pull string | 0 | 800 | 0 | Pull String 500lb rated
| 022M05 |  |  |  |  | Switch and SFP | 0 | 1 | 0 | Switch and SFP module
| 022M06 |  |  |  |  | CAT6 module | 0 | 8 | 0 | CAT6 single-jack module, Ortronics part #OR-S21600
| 022M07 |  |  |  |  | Outlet box | 0 | 8 | 0 | Surface-mount outlet box, Ortronics part #OR-404S21U
| 022M08 |  |  |  |  | Concrete | 0 | 0.010288 | 0 | Per cubic yard (Metro Brown)
| 022M09 |  |  |  |  | Mobilization | 0 | 1 | 0 | Per mezzanine location
| 022M10 |  |  |  |  | Supplies | 0 | 2 | 0 | Misc equipment, lubricants
[6 empty] | Station Subtotal |  |  | 0
80 | 02500 | 1 | UNION STATION (NORTH MEZZANINE) | B03 | 025 | CAT6 Cable | 0 | 120 | 0 | Per ft
| 02501 |  |  |  |  | MMFO Cable | 0 | 0 | 0 | Per ft + connectors
| 02502 |  |  |  |  | Fiber Field Housing | 0 | 0 | 0 | Fib-or-cop fiber housing with adapter and module
| 02503 |  |  |  |  | Misc supplies | 0 | 0 | 0 | Connectors, fiber cleaning materials , jumpers etc
| 02504 |  |  |  |  | Pull string | 0 | 0 | 0 | Pull String 500lb rated
| 02505 |  |  |  |  | Switch and SFP | 0 | 0 | 0 | Switch and SFP module
| 02506 |  |  |  |  | CAT6 module | 0 | 1 | 0 | CAT6 single-jack module, Ortronics part #OR-S21600
| 02507 |  |  |  |  | Outlet box | 0 | 1 | 0 | Surface-mount outlet box, Ortronics part #OR-404S21U
| 02508 |  |  |  |  | Concrete | 0 |  | 0 | Per cubic yard (Metro Brown)
| 02509 |  |  |  |  | Mobilization | 0 | 1 | 0 | Per mezzanine location
| 02510 |  |  |  |  | Supplies | 0 | 1 | 0 | Misc equipment, lubricants
[6 empty] | Station Subtotal |  |  | 0
81 | 02900 | 1 | TAKOMA | B07 | 029 | 1-1/2" Conduit | 0 | 110 | 0 | Per ft, GRS with accessories
| 02901 |  |  |  |  | CAT6 Cable | 0 | 580 | 0 | Per ft
| 02902 |  |  |  |  | MMFO Cable | 0 | 0 | 0 | Per ft + connectors
| 02903 |  |  |  |  | Cable #10 | 0 | 0 | 0 | Per ft #10; extra FG ckt
| 02904 |  |  |  |  | Cable #8 | 0 | 0 | 0 | Per ft #8
| 02905 |  |  |  |  | Distribut. Box | 0 | 1 | 0 | Under Kiosk floor (JB, LFMC, connectors)
| 02906 |  |  |  |  | Electr. Box | 0 | 1 | 0 | Other/genral wiring/pulling application
| 02907 |  |  |  |  | U/F Duct (new) | 0 | 0 | 0 | #4 duct / ft
| 02908 |  |  |  |  | U/F Duct (new) | 0 | 0 | 0 | #2 duct / ft
| 02909 |  |  |  |  | Duct Coupler | 0 | 0 | 0 | Straight section coupler
| 02910 |  |  |  |  | Duct HH/JB (new) | 0 | 0 | 0 | Per Piece /w cover
| 02911 |  |  |  |  | Duct Run Bend | 0 | 0 | 0 | Horizontal bend, sealant and/or other needed items
| 02912 |  |  |  |  | Duct Vertical Elbow | 0 | 0 | 0 | Vertical 90, sealant and/or other needed items
| 02913 |  |  |  |  | Duct Adapter | 0 | 0 | 0 | Conduit 2" "T" per faregate + 1" reducer (PWR duct also)
| 02914 |  |  |  |  | Quad-Outlet | 0 | 0 | 0 | 120V power + connectors
| 02915 |  |  |  |  | CAT6 module | 0 | 4 | 0 | CAT6 single-jack module, Ortronics part #OR-S21600
| 02916 |  |  |  |  | Outlet box | 0 | 4 | 0 | Surface-mount outlet box, Ortronics part #OR-404S21U
| 02917 |  |  |  |  | Concrete | 0 | 0 | 0 | Per cubic yard (Metro Brown)
| 02918 |  |  |  |  | Mobilization | 0 | 1 | 0 | Per mezzanine location
| 02919 |  |  |  |  | Supplies | 0 | 1 | 0 | Saw blades, pull string, etc
[6 empty] | Station Subtotal |  |  | 0
82 | 029M00 | 1 | TAKOMA | B07 | 029M | CAT6 Cable | 0 | 90 | 0 | Per ft
| 029M01 |  |  |  |  | MMFO Cable | 0 | 520 | 0 | Per ft + connectors
| 029M02 |  |  |  |  | Fiber Field Housing | 0 | 1 | 0 | Fib-or-cop fiber housing with adapter and module
| 029M03 |  |  |  |  | Misc supplies | 0 | 1 | 0 | Connectors, fiber cleaning materials , jumpers etc
| 029M04 |  |  |  |  | Pull string | 0 | 650 | 0 | Pull String 500lb rated
| 029M05 |  |  |  |  | Switch and SFP | 0 | 1 | 0 | Switch and SFP module
| 029M06 |  |  |  |  | CAT6 module | 0 | 4 | 0 | CAT6 single-jack module, Ortronics part #OR-S21600
| 029M07 |  |  |  |  | Outlet box | 0 | 4 | 0 | Surface-mount outlet box, Ortronics part #OR-404S21U
| 029M08 |  |  |  |  | Concrete | 0 |  | 0 | Per cubic yard (Metro Brown)
| 029M09 |  |  |  |  | Mobilization | 0 | 1 | 0 | Per mezzanine location
| 029M10 |  |  |  |  | Supplies | 0 | 2 | 0 | Misc equipment, lubricants
[6 empty] | Station Subtotal |  |  | 0
83 | 03400 | 1 | GLENMONT | B11 | 034 | 1-1/2" Conduit | 0 | 0 | 0 | Per ft, GRS with accessories
| 03401 |  |  |  |  | CAT6 Cable | 0 | 140 | 0 | Per ft
| 03402 |  |  |  |  | MMFO Cable | 0 | 0 | 0 | Per ft + connectors
| 03403 |  |  |  |  | Cable #10 | 0 | 0 | 0 | Per ft #10; extra FG ckt
| 03404 |  |  |  |  | Cable #8 | 0 | 0 | 0 | Per ft #8
| 03405 |  |  |  |  | Distribut. Box | 0 | 0 | 0 | Under Kiosk floor (JB, LFMC, connectors)
| 03406 |  |  |  |  | Electr. Box | 0 | 0 | 0 | Other/genral wiring/pulling application
| 03407 |  |  |  |  | U/F Duct (new) | 0 | 0 | 0 | #4 duct / ft
| 03408 |  |  |  |  | U/F Duct (new) | 0 | 0 | 0 | #2 duct / ft
| 03409 |  |  |  |  | Duct Coupler | 0 | 0 | 0 | Straight section coupler
| 03410 |  |  |  |  | Duct HH/JB (new) | 0 | 0 | 0 | Per Piece /w cover
| 03411 |  |  |  |  | Duct Run Bend | 0 | 0 | 0 | Horizontal bend, sealant and/or other needed items
| 03412 |  |  |  |  | Duct Vertical Elbow | 0 | 0 | 0 | Vertical 90, sealant and/or other needed items
| 03413 |  |  |  |  | Duct Adapter | 0 | 0 | 0 | Conduit 2" "T" per faregate + 1" reducer (PWR duct also)
| 03414 |  |  |  |  | Quad-Outlet | 0 | 0 | 0 | 120V power + connectors
| 03415 |  |  |  |  | CAT6 module | 0 | 1 | 0 | CAT6 single-jack module, Ortronics part #OR-S21600
| 03416 |  |  |  |  | Outlet box | 0 | 1 | 0 | Surface-mount outlet box, Ortronics part #OR-404S21U
| 03417 |  |  |  |  | Concrete | 0 | 0 | 0 | Per cubic yard (Metro Brown)
| 03418 |  |  |  |  | Mobilization | 0 | 1 | 0 | Per mezzanine location
| 03419 |  |  |  |  | Supplies | 0 | 1 | 0 | Saw blades, pull string, etc
[6 empty] | Station Subtotal |  |  | 0
84 | 00X00 | 1 | Estimated 16 Locations |  | 00X | CAT6 Cable | 0 | 5600 | 0
| 00X01 |  |  |  |  | CAT6 module | 0 | 112 | 0 | 16 Mezzanine @ 125 vendors + 50 Exitfare @ average 50ft each
| 00X02 |  |  |  |  | Pull string | 0 | 6000 | 0 | Pull String 500lb rated
| 00X03 |  |  |  |  | Outlet box | 0 | 112 | 0 | Surface-mount outlet box, Ortronics part #OR-404S21U
| 00X04 |  |  |  |  | Concrete | 0 | 0 | 0 | Per cubic yard (Metro Brown)
| 00X05 |  |  |  |  | Mobilization | 0 | 16 | 0 | Per mezzanine location
| 00X06 |  |  |  |  | Supplies | 0 | 16 | 0 | Misc equipment, lubricants testing etc
[6 empty] | Station Subtotal |  |  | 0
Product Category Quantity Totals
[6 empty] | 1-1/2" Conduit | 0 | 2794 |  | Per ft, GRS with accessories
[6 empty] | CAT6 Cable | 0 | 34990 |  | Per ft
[6 empty] | MMFO Cable | 0 | 3618 |  | Per ft + connectors
[6 empty] | Cable #10 | 0 | 31320 |  | Per ft #10; extra FG ckt
[6 empty] | Cable #8 | 0 | 42370 |  | Per ft #8
[6 empty] | Distribut. Box | 0 | 66 |  | Under Kiosk floor (JB, LFMC, connectors)
[6 empty] | Electr. Box | 0 | 103 |  | Other/genral wiring/pulling application
[6 empty] | U/F Duct (new) | 0 | 970 |  | #4 duct / ft
[6 empty] | U/F Duct (new) | 0 | 350 |  | #2 duct / ft
[6 empty] | Duct Coupler | 0 | 93 |  | Straight section coupler
[6 empty] | Duct HH/JB (new) | 0 | 139 |  | Per Piece /w cover
[6 empty] | Duct Run Bend | 0 | 24 |  | Horizontal bend, sealant and/or other needed items
[6 empty] | Duct Vertical Elbow | 0 | 18 |  | Vertical 90, sealant and/or other needed items
[6 empty] | Duct Adapter | 0 | 118 |  | Conduit 2" "T" per faregate + 1" reducer (PWR duct also)
[6 empty] | Quad-Outlet | 0 | 126 |  | 120V power + connectors
[6 empty] | CAT6 module | 0 | 1224 |  | CAT6 single-jack module, Ortronics part #OR-S21600
[6 empty] | Outlet box | 0 | 1224 |  | Surface-mount outlet box, Ortronics part #OR-404S21U
[6 empty] | Concrete | 0 | 16.2494 |  | Per cubic yard (Metro Brown)
[6 empty] | Mobilization | 0 | 97.5 |  | Per mezzanine location
[6 empty] | Supplies | 0 | 177 |  | Saw blades, pull string, etc
[6 empty] | Fiber Field Housing | 0 | 7 |  | Fib-or-cop fiber housing with adapter and module
[6 empty] | Misc supplies | 0 | 8 |  | Connectors, fiber cleaning materials , jumpers etc
[6 empty] | Pull string | 0 | 12250 |  | Pull String 500lb rated
[6 empty] | Switch and SFP | 0 | 7 |  | Switch and SFP module
Common Items
[6 empty] | Confined Space | 0 |  | 0 | Safety equipment for project; 1 full set
[6 empty] | Test Instruments | 0 |  | 0 | OTDR
[6 empty] | Floor Scanning | 0 |  | 0 | GPR floor scan for rebar and metal ID, M&L (per site-task)
[6 empty] | Disposal | 0 |  | 0 | Removing of damaged or old Ethernet cables from conduit
[6 empty] | Training | 0 |  | 0 | RoW training for 15 ppl
[6 empty] | Quality Plan | 0 |  | 0 | Living document (Allowance)
[6 empty] | Standby Cost | 0 |  | 0 | Insufficient client site support/no show, (Allowance)
[6 empty] | SSWP Submittal | 0 |  | 0 | Site-Specific Safety Work Plan
[6 empty] | Documentation | 0 |  | 0 | Paper, as-builts (CAD), photos, etc
[6 empty] | Tile Coordination | 0 |  | 0 | Floor tile hand-off coordination with WMATA
[6 empty] | Common Items Total |  |  | 0
Note on H1: Brett Haas: Rate + Fringe
Note on I1: Brett Haas: Based upon 6 hr work shift
Note on D1499: Kam1w11asd: Phase 1 - red remaining work due to cables damaged
Note on D1520: Kam1w11asd: Phase 1 - red remaining work due to cables damaged

## ICE Product Category Details
ICE Product Category | Product Category Details (may include but not necessarily limited to any or all of the following items)
1-1/2" Conduit | 1-1/2" Galvanized Rigid Steel conduit; 1-1/2" conduit LB; 1-1/2" threaded coupler; 1-1/2" 45- and 90-degree manufactured elbows; 1-1/2" plastic bushings; 1-1/2" 1-hole clamp; 1-1/2" clampback spacer; metallic enclosure (8" H x 6" W x 4" D); 1/4" nuts; 1/4" bolts; 1/4" washers; 1/4" concrete drop-in anchors; 1-5/8" unistrut; 1" and 1-1/2" liquidtight flexible conduit; 1-1/2" liquidtight connectors & fittings; 1" liquidtight connectors; Fire Stop sealant; NEMA 4X Pull Box (8x8x4); pull box connectors
CAT6 Cable | Low-Smoke Zero-Halogen CAT6 cable; CAT6 single-jack module; CAT6 surface-mounted outlet box; CAT6 RJ45 connector
MMFO Cable | Multi-mode fiber optic cable; multi-mode fiber optic cable hub/connector/switch as needed
Electrical Cable | Low-Smoke Zero-Halogen #8 electrical cable Low-Smoke Zero-Halogen #10 electrical cable
U/F Duct (new) | #2 and/or #4 Walker Duct under-floor duct; #4 duct couplers; #4 duct adjustable horizontal elbow; #4 duct opening closure; typical/standard round junction box; 8"-diameter Terrazzo Handhole assembly; #2 duct end-cap; left-hand and right-hand #4 duct to #2 duct reducer; under-floor duct vertical elbow; 2.5" female duct-to-conduit adapter; duct afterset (field-installed); #2 and #4 duct hold-down straps; waterproof sealing compound; activation kit
Quad-Outlet | Quad-receptacle boxes; stainless-steel quad-receptacle cover; 120V, 20A outlets
Concrete (Trenching) | Concrete; tile setting-bed mortar; tile grout; 3/4" fire-rated plywood; 2x4" studs & shims; 3" gorilla tape
Supplies | 500lb-rated pull-string; faregate-base sealant; misc. covers, screws, tapes, etc.